## Прайс ЗЧ
Прайс-лист на запасные части MASTER
|  | E-mail | info@mcs-rus.ru
|  | Tel/fax | +7 495 642-44-48
Инструкции, деталировки, каталоги на сайте
Введите артикул
4031.011 | FILTER SUPPORT BV100-280 | 0
Для удобства поиска советуем также использовать фильтр или сочетание клавиш «Ctrl + F»
Артикул | Название | Примечание | Розница, руб.
4031.001 | FUEL TANK BF30E/60E |  | 64233
4031.002 | RILSAN PIPE BF30E/60E |  | 777
4031.003 | SIMEL COUPLING BF30E/60E | replaced by 4031.329 | 964
4031.004 | FUEL TANK 220/100/160 |  | 83572
4031.005 | CONTROL BOX L&G |  | 24084
4031.006 | FUEL TANK |  | 83572
4031.008 | PHOTOCELL FLANGE |  | 515
4031.009 | PHOTOCELL CLAMP |  | 631
4031.010 | BASE L&G |  | 5391
4031.011 | FILTER SUPPORT BV100-280 |  | Not available
4031.012 | NOZZLE SUPPORT |  | 4493
4031.014 | CONTROL BOX BRAHMA BV 460/680 |  | 27885
4031.015 | FILTER ELEMENT |  | 2678
4031.016 | CONTROL BOX BASE BRAHMA |  | 3335
4031.017 | PHOTOCELL HOLDER BRAHMA |  | 328
4031.018 | PHOTOCELL BRAHMA |  | 4461
4031.019 | ELECTRIC VALVE SPOOL DANFOSS |  | 3862
4031.020 | NOZZLE BV100E 65-80 |  | 2458
4031.025 | NOZZLE BV160E 1 00-80 |  | 2458
4031.026 | CONNECTION STRAIGHT 1/8" MX6 BV100/160/280 |  | 719
4031.027 | NOZZLE 1,25 80 B 230 |  | 2458
4031.030 | NOZZLE BV280E 1 50-80 |  | 2458
4031.032 | NOZZLE0 65-60 G BF30 |  | 2458
4031.034 | NOZZLE 1 25-60 G BF60 | replaced by 4111.240 | 2458
4031.035 | TRANSFORMER H T 220V |  | 16793
4031.040 | RELAY |  | 4755
4031.045 | COOL-OFF THERMOSTAT |  | 3779
4031.046 | SOLENOID SPOOL 110V/50HZ |  | 9773
4031.047 | OVERHEAT THERMOSTAT |  | 3779
4031.048 | H.T. CABLE | replaced by 4032.885 | 3006
4031.052 | POMPA DANFOSS BFP11 R3 |  | 39726
4031.060 | COUPLING K1 |  | 733
4031.061 | FUEL PIPE FILTER-PUMP |  | 2882
4031.062 | FUEL PIPE PUMP-TANK |  | 2523
4031.063 | FUEL PIPE TANK-FILTER |  | 2812
4031.064 | DOUBLE SCREW M3/8CX 1/4 SV | replaced by 4031.108 | 887
4031.065 | COUPLING K2 |  | 733
4031.066 | DIFFUSOR BV 100-280 |  | 6997
4031.067 | PIPE CONNECTION 1/4" |  | 3120
4031.068 | CONN. STRAIGHT 1/4" |  | 950
4031.070 | FUEL FILTER COMPLETE 3/8" |  | 4425
4031.071 | FUEL FILTER COMPLETE 1/4" |  | 7359
4031.079 | RIELLO GAS BURNER BS2 F COMPLETE |  | 407080
4031.080 | FUSE 6A (6 X 30) |  | 413
4031.081 | NOZZLE 1.5-60 S |  | 2458
4031.082 | RIELLO GAS BURNER BS3 F COMPLETE |  | Not available
4031.083 | RIELLO GAS BURNER BS4 F COMPLETE |  | Not available
4031.086 | FEMALE PLUG 5PIN |  | 3453
4031.087 | MALE PLUG 5PIN |  | 1901
4031.090 | PHOTOCELL LANDIS&GYR |  | Not available
4031.094 | FUEL FILTER PUMP DANFOSS |  | 2438
4031.095 | ELECTRODE BV100+160+280 | replaced by 4033.057 | Not available
4031.096 | CONNECTION 1/8" M4 |  | 1068
4031.098 | TRANSFORMER AT 8/20 |  | 15983
4031.100 | NOZZLE 2 50-60 BV 460E GREEN115 |  | 2458
4031.101 | FUSE 10A (5 X 20) |  | 279
4031.102 | FUSE (5 X 20) 6.3 A |  | 279
4031.105 | FUEL SUPPLY PIPE 97< |  | 2338
4031.106 | FUEL SUPPLY PIPE 97> |  | 2338
4031.108 | NIPPLE 1/4 3/8" |  | 886
4031.110 | NUT FOR BICONE 4MM |  | 1510
4031.114 | CONTROL BOX BRAHMA TGRD71 110V |  | 31561
4031.115 | BICONE 4MM BV100+160+280 |  | 1000
4031.122 | BRACKET OIL-PREHEATER BV460E/680E |  | 1051
4031.123 | INDEX |  | 738
4031.124 | PLASTIC SCREW CONTROL BOX |  | 211
4031.125 | MOTOR BV 280 |  | 87749
4031.130 | MOTOR BV 80/100 |  | 38024
4031.131 | MOTOR BV 160 |  | 45257
4031.133 | WHEEL BV100/160 BEFORE 2002 |  | 2465
4031.134 | WHEEL BV280+BV440 BEFORE 2002 |  | 4133
4031.137 | INLET GRILL BV 280 E |  | 9755
4031.140 | FUEL PIPE 6MM |  | 944
4031.143 | MOTOR BV 77 110V |  | 38896
4031.144 | OIL PUMP BV 77 110V |  | Not available
4031.148 | PIPE CONN. 1/4" MX6 |  | 4622
4031.149 | CAPACITOR 25 µF |  | 3284
4031.156 | FAN MOTOR COMPLETE BF60 |  | 222941
4031.160 | CONNECTOR STRAIGHT 1/4" MX6 |  | 641
4031.163 | NOZZLE |  | 2458
4031.165 | CAPACITOR 5 UF BV100 |  | 4009
4031.166 | CAPACITOR 16 µF BV280 |  | 8022
4031.169 | RED PILOT LAMP |  | 746
4031.170 | SWITCH "MAN-AUT" | replaced by 4160.637 | 799
4031.177 | WHEEL HOLDER BV280 BEFORE 2002 |  | 241
4031.178 | RETAINING RING BV460 |  | 417
4031.179 | FILTER FOR PREHEATER |  | 4651
4031.180 | FILTER HOUSING |  | 1481
4031.181 | SEAL KIT FOR OIL PREHEATER |  | 2317
4031.194 | FAN LIMIT CONTROL AUT. |  | 32176
4031.195 | VALVE SOLENOID DANFOSS |  | 6650
4031.196 | AIR REGULATION FLAP BV 100-160 |  | 5120
4031.197 | PUMP DANFOSS BFP 21R5 BV100+160 | replaced by 4033.122 | Not available
4031.199 | SEAL FOR BURNER |  | 3902
4031.200 | H T CABLE |  | 2276
4031.201 | BURNER PLATE SEAL |  | 1544
4031.206 | FUSE HOLDER |  | 1394
4031.207 | FAN LIMIT CONTROL MAN BV440/BF30-60 | replaced by 4031.194 | Not available
4031.208 | ELECTRODE LEFT |  | 4274
4031.209 | FAN 124X60 |  | 12675
4031.216 | BLAST TUBE BF30E |  | 13649
4031.218 | CAPACITOR 4 UF BF30/60 |  | 3395
4031.222 | CONNECTION 1/4'' MF BF30/60 |  | 1137
4031.223 | CONNECTION 1/4'' MX8 BF30/60 |  | 1020
4031.224 | COVER PIN BF30/60 |  | 3954
4031.225 | CONTROL KNOB BF30/60E |  | 1255
4031.226 | DIFFUSER BF30 |  | 9268
4031.233 | MOTOR 100W BF30E/B0E |  | 69226
4031.234 | NIPPLE FE 1/4' M-M |  | 915
4031.235 | NOZZLE HOLDER BF 30E |  | 12675
4031.238 | REAR DISC BF30 |  | 3788
4031.239 | ROD L. 176 BF30E |  | 9755
4031.243 | THERMOSTAT 0-40 DGR BF30/60 |  | 8148
4031.244 | THERMOSTST KNOB |  | 1506
4031.254 | MOTOR 130 W BV440 E |  | 71036
4031.255 | THERMAL INSULATION COMB.CHAMB.BF30 |  | 2266
4031.257 | PIPE FLEX L=400 |  | 3738
4031.260 | RED PILOT LAMP BV440 |  | 1136
4031.263 | FAN 550MM 36 DG |  | 30714
4031.265 | FAN LIMIT CONTROL 97> BV440,460 |  | 116583
4031.268 | CONTROL KNOB 1-0-2 |  | 8407
4031.270 | FAN 300MM BV100 E |  | 10882
4031.271 | FAN 300MM BV160E | replaced by 4162.065 | 10691
4031.272 | FAN 500MM BV 280 E |  | 33944
4031.276 | COMBUSTION CHAMBER BV 280 E |  | Not available
4031.293 | FILTER ELEMENT |  | 5102
4031.295 | FRONT THERMAL INSULATION BF60 |  | 5790
4031.302 | NIPPLE 1/4" GREEN |  | 1775
4031.303 | MOTOR 200 W |  | 75568
4031.304 | CAPACITOR 6,3 UF |  | 4247
4031.305 | FAN 180X40 |  | 14625
4031.311 | ANTI DISTURB FILTER |  | 7859
4031.313 | GASKET |  | 4189
4031.314 | HT CABLES BV 460/680E |  | 8410
4031.315 | BLAST TUBE TL MINOR 20 |  | 22423
4031.316 | ELECTRODE (2 PIECES) BV 680 |  | 9173
4031.317 | FIRING HEAD |  | 75628
4031.318 | NOZZLE HOLDER |  | 11701
4031.319 | DIFFUSER BV 460/680E |  | 10727
4031.321 | FRONT SUPPORT BV680 |  | 13178
4031.322 | GASKET BV680-GREEN 200 |  | 1601
4031.323 | WHEEL HOLDER BV680 |  | 1236
4031.324 | WHEEL 385MM BV680 | replaced by 5269.401 | Not available
4031.325 | WASHER BV460/680 |  | 445
4031.326 | MOTOR HP3 BV 680 |  | 174245
4031.327 | CAPACITOR BV 680 E |  | 20475
4031.328 | FAN BV 680 |  | 56063
4031.329 | COUPLING BV460/680 |  | 993
4031.331 | ALUMINUM JOINT WITH NUT M10 BV460-680 |  | 5547
4031.332 | SUSPENDING RING SCREW M10 BV 460/680 |  | 1142
4031.333 | COVER MINOR 20 |  | 6463
4031.334 | RELAY WIMEX BV680 |  | 14969
4031.335 | NOZZLE 3.50-60 BG150 |  | 2458
4031.336 | RELAY ISKRA BV680 |  | 17704
4031.338 | ELECTRODE SET(L+R) |  | 8135
4031.341 | FIRING HEAD ADJ. MINOR 20 |  | 11213
4031.345 | MOTOR HP 1,5 BV 460 E |  | 135257
4031.346 | CAPACITOR MF 32 GREEN115/BV460 |  | 13654
4031.347 | FAN D=560MM BV 460 E |  | Not available
4031.355 | ELECTRIC COMPONENTS BOX BV 460 |  | 17549
4031.356 | RELAY ISKRA |  | 16575
4031.366 | CHIMNEY SEAL BV 680 GREEN 200 |  | 3660
4031.367 | ELECTRIC COMP.BOX BV 680 |  | 21935
4031.372 | BURNER FLANGE BV 280 |  | 3009
4031.374 | BURNER FLANGE BV 100/160 |  | 3308
4031.385 | WHEEL BV100/160 FROM 2002 |  | 3958
4031.386 | WHEEL BV280 FROM 2002 |  | 8611
4031.391 | NOZZLE 2.25 USGAL/H, 60, S |  | 2458
4031.392 | COVER FOR OIL BURNER MAX 15 TC |  | 19501
4031.393 | TRASFORMER TRK1-20CU VD 120V/60H BV |  | 9263
4031.427 | ELECTRIC COMPONENTS BOX BV 465 |  | 17549
4031.444 | PLUG 4P+T STRAIGHT |  | 3954
4031.445 | UPPER SHELL |  | 19649
4031.446 | UPPER SHELL - MOBILE |  | 18148
4031.476 | OIL PUMP DANFOSS | replaced by 4032.432 | 19754
4031.494 | FILTER ELEMENT | replaced by 4031.015 | 2678
4031.514 | RELAY FINDER 110V/50-60 |  | 4065
4031.523 | MOTOR 110W WITH CAPACITOR |  | 36076
4031.524 | FAN Ø 235 30° BV70 |  | 14625
4031.525 | INLET GRILLE |  | 2834
4031.526 | FUEL FILTER WITH CARTIDGE |  | 1231
4031.528 | TUBE |  | 3009
4031.532 | TANK PLUG |  | 3152
4031.534 | OIL SUPPLY PIPE |  | 1535
4031.535 | CONNECTION STRAIGHT 1/4" |  | 1047
4031.536 | NOZZLE 0.4GPH, 80,S |  | 2458
4031.537 | NOZZLE SUPPORT |  | 8480
4031.538 | PHOTOCELL |  | 6790
4031.539 | H.T. CABLE |  | 3342
4031.540 | ELECTRODE |  | 1309
4031.541 | TRANSFORMER |  | 10171
4031.542 | EARTH CONNECTOR |  | 1357
4031.543 | PC BOARD |  | 34954
4031.545 | SWITCH 0-1 |  | 2621
4031.547 | POWER CORD |  | 4663
4031.548 | RUBBER TAP |  | 117
4031.549 | NOZZLE 1,00 GPH 60R S |  | 2458
4031.567 | FAN DIAM.230MM-31° B30 |  | 5899
4031.569 | NOZZLE 0,6O GPH 80° S B30 |  | 2458
4031.570 | ELECTRODE B30 |  | 1639
4031.573 | MOTOR WITH CAPACITOR B45 |  | 44365
4031.576 | OIL PUMP DANFOSS B45 |  | 18042
4031.581 | CONNECTION 3/8" BV300 / BV360 |  | 1804
4031.582 | ELECTRIC COMPONENTS BOX |  | 8645
4031.590 | NOZZLE 4.00-60 BV 680 |  | 2458
4031.591 | NOZZLE 1 75-60 S GREEN70 BV300 |  | 2458
4031.603 | FIRING HEAD ADJUSMENT |  | 5719
4031.604 | NOZZLE HOLDER |  | 7927
4031.605 | COUPLING AEG |  | 1080
4031.607 | MOTOR 200W AEG |  | 71669
4031.609 | CAPACITOR 6UF AEG |  | 8293
4031.610 | FAN |  | 11213
4031.611 | FAN |  | 9268
4031.612 | ORING |  | 3567
4031.613 | ELECTRODES |  | 8502
4031.616 | NOZLE HOLDER |  | 8446
4031.622 | GASKET |  | 2766
4031.625 | MOTOR 75W AEG |  | 54113
4031.627 | CAPACITOR 3UF AEG |  | 1482
4031.635 | HT CABLES MAX 15 TC |  | 1506
4031.644 | CONNECTION STRAIGH 1/8" MX6 |  | 612
4031.645 | NUT M14 |  | 575
4031.646 | SCREW TCEI M6X25 |  | 70
4031.647 | SCREW TC 8X1"1/2" |  | 70
4031.649 | NOZZLE 3.00 USGAL/H, 60, S |  | 2458
4031.657 | OUTLET CONE FOR BV77 |  | 9143
4031.659 | OUTLET CONE FOR BV110/170-B230 |  | 12925
4031.661 | KIT LPG FOR BURNER BS2F | 3001004 | 13150
4031.662 | KIT LPG FOR BURNER BS3F | 3001005 | 17791
4031.663 | KIT LPG FOR BURNER BS4F | 3001011 | 18562
4031.681 | SUNTEC PUMP FILTER |  | 2888
4031.682 | SUNTEC COIL |  | 5032
4031.705 | PHOTOCELL RV 100-150-260 |  | 11298
4031.711 | RELAY RV100,150,260 |  | 4413
4031.721 | OIL PUMP 110V BV290 |  | 19742
4031.740 | ELECTRODE RV 100-150-260 |  | 1450
4031.743 | NOZZLE RV 260 1.50 45 DEGREE S |  | 2458
4031.755 | ELECTRIC WIRE WITH PLUG AND CABLE FASTENER |  | 8260
4031.800 | NUT 3,8``X 5 |  | 388
4031.802 | DOUBLE SCREW |  | 777
4031.803 | CONNECTION 90 DGR3/8`` MX6 |  | 950
4031.804 | CONNECTION STRAIGHT 3/8`` MX6 |  | 1047
4031.902 | FUSE HOLDER BV 460 GREEN |  | 1236
4031.905 | SUPPORT FRAME BV100/160 |  | 9755
4031.906 | NOZZLE 0,5 GPH 80°H BV 80E |  | 2458
4032.016 | MOTOR SUPPORT PLATE GREEN115 / BV460 |  | 13163
4032.029 | THERMAL INSULATION BF 60 / BG 100 |  | 2394
4032.051 | ELECTRIC COMPONENTS BOX GREEN 70/115 |  | Not available
4032.052 | CABLE FASTENER PG 11 |  | 491
4032.053 | CABLE FASTENER PG 9 |  | 372
4032.054 | EL.COMPONENTS SUPP.PLATE |  | 2183
4032.055 | TERMINAL BOARD MMQ6 |  | 1105
4032.056 | TERMINAL BOARD MMQ10 |  | 1477
4032.057 | CONTACTOR WIMEX KN12 | replaced by 4031.334 | 14969
4032.058 | CONTACTOR WIMEX KN16 |  | 14969
4032.059 | RELAY ISKRA TRB14 GREEN70/115 |  | 16575
4032.060 | RELAY ISKRA TRB14 A.1,5-2,5 GREEN70 |  | 16575
4032.061 | RELAY ISKRA TRB14 A.6-10 |  | 16575
4032.063 | RELAY ISKRA TRB14 A.2,4-4 GREEN115 |  | 16575
4032.072 | CHIMNEY SEAL GEEN115/BV460 |  | 4015
4032.077 | FILTER HEAD 1/4" GREEN/BF |  | 2424
4032.089 | SCREW TE M8X25 |  | 88
4032.092 | PIPE CONNECTION M10 B 360 BV 170/290 | replaced by 4031.067 + 4031.063 + 4034.378 | Not available
4032.093 | PUMP DANFOSS BFP20-L3L BV 170 | replaced by 4111.042 | Not available
4032.094 | WHEEL BV 170 |  | 3487
4032.108 | THERMOSTAT PLUG 3P+T GREEN/BV460 |  | 3505
4032.109 | SCREW TC 4X1/2" |  | 68
4032.110 | POWER CORD SOLENOID SPOOL B 360 BV 170/290 |  | 3307
4032.119 | ELECTRIC COMPONENTS BOX GREEN 70/115 |  | 7742
4032.120 | BULBS HOLDER |  | 8781
4032.121 | CLIP |  | 1051
4032.122 | THERMOSTAT TY95 50/90 C |  | 7466
4032.123 | THERMOSTAT TY95H 120 C |  | 7021
4032.124 | THERMOSTAT TY95 20/60 C |  | 7466
4032.125 | SAFETY THERMOSTAT PROFILE |  | 252
4032.164 | INLET GRILLE BV 680 GREEN 200 BG 150 |  | 19011
4032.231 | BITHERMOSTAT BG |  | 29250
4032.342 | POWER CORD SOLENOID SPOOL |  | 1622
4032.358 | PLUG UK 110V |  | 3706
4032.370 | MOTOR 4PW 230V/50 IP44 | replaced by 4032.431 | 67563
4032.371 | MOTOR 250W BV 170 | replaced by 4032.594 | 55039
4032.372 | MOTOR 2P 450W | replaced by 4032.702 | 55039
4032.378 | LOVER SHELL 110/230 | replaced by 4111.625 | 29725
4032.380 | LOWER BODY YELLOW BV 170 | replaced by 4032.550 | 25510
4032.386 | HANDLE BV77 | replaced by 4032.811 | 5141
4032.389 | WHEEL AXLE SILVER | replaced by 4032.809 | 1584
4032.390 | FUEL TANK BLACK | replaced by 4032.828 | 24873
4032.396 | BIFILAR ELECTRODE | replaced by 4033.123 | 819
4032.397 | BURNER FLANGE |  | 3874
4032.403 | NOZZLE SUPPORT B 360 BV 170/290 |  | 6445
4032.405 | BURNER FLANGE B 360 BV 290 |  | 1083
4032.406 | PHOTOCELL SUPPORT B 360 BV 170/290 |  | 609
4032.407 | CONNECTION STRAIGHT MX14X6 BV 170 |  | 145
4032.408 | COMBUSTION CHAMBER BV 290 |  | 116102
4032.430 | FAN B 360 BV 290 |  | 12259
4032.431 | MOTOR 4PW B 360 BV 290 |  | 64303
4032.432 | PUMP DANFOSS BFPC20-R5L2 |  | 19754
4032.433 | FUEL SUPPLY PIPE B 360 BV 290 |  | 1508
4032.434 | FUEL PIPE TANK-FILTER B 360 BV 290 |  | 403
4032.435 | FUEL PIPE FILTER-PUMP B 360 BV 290 |  | 287
4032.436 | FUEL PIPE PUMP-TANK B 360 BV 290 |  | 575
4032.437 | FILTER SUPPORT BV 170/290 |  | 2106
4032.439 | FUEL TANK B 360 BV 290 | replaced by 4034.295 | Not available
4032.446 | ELECTRIC COMPONENTS DRAWER |  | 3691
4032.448 | ELECTRIC COMPONENTS BASE |  | Not available
4032.450 | PLASTIC PIN B 360 BV 170/290 |  | 374
4032.452 | OUTLET CONE B 360 BV 290 | replaced by 4033.223 | Not available
4032.453 | AIR REGULATION FLAP B 360 BV 290 |  | 2025
4032.454 | NUT M6 B 360 BV 170/290 |  | 124
4032.455 | SCREW |  | 87
4032.456 | UPPER BODY |  | 26036
4032.458 | UPPER BODY MOBILE |  | 33048
4032.460 | LOWER BODY | replaced by 4035.427 | Not available
4032.462 | AIR FLAP B 360 BV 290 |  | 2390
4032.463 | MOTOR FLANGE SUPPORT B 360 BV 290 |  | 5535
4032.465 | INLET GRILLE B 360 BV 290 |  | 5685
4032.466 | ELECTRIC COMPONENTS DRAWER PANEL |  | 7426
4032.468 | SIDE PANEL |  | 6735
4032.470 | BASE |  | 4667
4032.472 | NECK PLASTIC FILLER |  | 593
4032.473 | GASKET FILLER NECK |  | 343
4032.475 | FUEL LEVEL PROBE B 360 BV 170/290 | replaced by 4034.740 | Not available
4032.476 | FOOT FRAME B 360 BV 290 |  | 10231
4032.478 | AXLE B 360 BV 290 |  | 3140
4032.480 | HANDLE FRAME B 360 BV 290 |  | 10885
4032.488 | CONN.STRAIGHT M10 B 360 BV 170/290 |  | 1083
4032.489 | LOWER PANEL BS 360 BVS 290 |  | 12541
4032.491 | LUG M10 BS 360 BVS 170/290 |  | 1221
4032.493 | SUSPENDING FRAME BS 360 BVS 290 |  | 35807
4032.498 | MOTOR 4PW 120V/60 IP44 OIL 290 |  | 89495
4032.499 | CONTROL BOX SUPPORT B 360 BV 170/290 |  | 1584
4032.501 | TRANSFORMER 110V/50 |  | 16463
4032.503 | FUSE (6,3X32) 20 A |  | 490
4032.509 | RUBBER PIN BS 360 BVS 170/290 |  | 258
4032.518 | CENTRAL AIR FLAP B 360 BV 290 |  | 1547
4032.534 | CHIMNEY BV 170/290 |  | 10328
4032.535 | CABLE HANGER BV |  | 1020
4032.536 | POWER CORD HOOK B 360 BV 170/290 |  | 3222
4032.537 | TANK PLUG SEAL B 360 BV 170/290 |  | 287
4032.541 | COMBUSTION CHAMBER BV 170 |  | 75749
4032.543 | FUEL TANK BV 170 | replaced by 4034.290 | 56146
4032.544 | OUTLET CONE BV 170 | replaced by 4031.659 | Not available
4032.545 | AIR REGULATION FLAP BV 170 |  | 1862
4032.546 | UPPER BODY |  | 16883
4032.548 | UPPER BODY MOBILE |  | 14843
4032.550 | LOWER BODY |  | 21379
4032.554 | AIR FLAP BV 170 |  | 1595
4032.555 | MOTOR FLANGE SUPPORT BV 170 |  | 5287
4032.557 | INLET GRILLE BV 170 |  | 3417
4032.558 | ELECTRIC COMPONENTS DRAWER PANEL |  | 6156
4032.560 | SIDE PANEL |  | 5515
4032.562 | BASE |  | 4548
4032.564 | FOOT FRAME BV 170 |  | 10287
4032.566 | AXLE BV 170 |  | 3160
4032.568 | HANDLE FRAME BV 170 |  | 8107
4032.570 | TURBO DISC B 360 BV 170/290 | replaced by 4033.071 | 5515
4032.574 | BURNER FLANGE |  | 870
4032.593 | FAN BV 170 |  | 8514
4032.594 | MOTOR 250W BV 170 |  | 52666
4032.595 | FUEL PIPE TANK-FILTER BV 170 |  | 116
4032.596 | FUEL PIPE FILTER-PUMP BV 170 |  | 287
4032.597 | FUEL PIPE PUMP-TANK BV 170 |  | 575
4032.610 | SUSPENDING FRAME |  | 30224
4032.617 | FUEL PIPE TANK-FILTER BS 360 BVS 170/290 |  | 1598
4032.654 | UPPER BODY |  | 17252
4032.655 | COMBUSTION CHAMBER |  | 54376
4032.692 | THERMOSTAT WASHER B/BV |  | 87
4032.702 | MOTOR 2P 450W |  | 52666
4032.703 | NUT M5 |  | 87
4032.704 | TANK CAP |  | 2841
4032.716 | MOTOR FLANGE SUPPORT |  | 6618
4032.727 | MOTOR 2P. 450W 110V/50 |  | 56828
4032.761 | BLACK LOWER BODY |  | 26537
4032.771 | POWER LINE RFI FILTER |  | 4099
4032.772 | PHOTOCELL | replaced by 4033.022 | 4461
4032.774 | CONTROL BOX | replaced by 4033.250 | 18561
4032.775 | CONTROL BOX |  | 24533
4032.776 | PHOTOCELL KIT | replaced by 4033.022 | 4461
4032.785 | ELECTRODE |  | 1049
4032.786 | NOZZLE SUPPORT |  | 2037
4032.787 | MINIRELAY |  | 4338
4032.788 | MINIRELAY ADAPTER |  | 1797
4032.789 | PUMP DANFOSS BFA01L3L2 | replaced by 4111.042 | Not available
4032.790 | COMBUSTION CHAMBER | replaced by 4033.081 | Not available
4032.808 | AIR DEFLECTOR |  | 1049
4032.809 | WHEEL AXLE BLACK |  | 1584
4032.811 | HANDLE |  | 5141
4032.813 | DRAIN PLUG |  | 1151
4032.814 | FAN DIAM.250MM-25° |  | 6542
4032.815 | MOTOR 2P.150W 230V/50 | replaced by 4033.219 | 27448
4032.816 | CAPACITOR 6,3MF |  | 2134
4032.818 | PHOTOCELL BRAHMA |  | 4461
4032.823 | FRONT CONTROL PANEL |  | 3750
4032.824 | CONTROL BOX BASE |  | 2363
4032.825 | CONTROL BOX BRAHMA TGR1 BV77 |  | 24786
4032.828 | FUEL TANK BLACK |  | 28348
4032.829 | RUBBER TUBE |  | 762
4032.830 | RUBBER TUBE FOR FUEL SUCTION |  | 3307
4032.832 | UPPER BODY |  | 16623
4032.834 | LOWER BODY |  | Not available
4032.835 | MOTOR SUPPORT |  | 1467
4032.836 | GRILL |  | 3320
4032.838 | OUTLET AIR CONE | replaced by 4031.657 | Not available
4032.840 | CHIMNEY |  | 9071
4032.845 | FUEL LEVEL PROBE |  | 4094
4032.846 | TANK PLUG RV 55 |  | 2640
4032.850 | FUSE 2,5A 6,3X32MM |  | 214
4032.852 | 7 WAYS CONNECTION |  | 316
4032.853 | 5 WAYS CONNECTION |  | 160
4032.854 | OIL SUPPLY PIPE L=600 |  | Not available
4032.857 | FUEL PIPE TANK-FILTER |  | 172
4032.858 | FUEL PIPE PUMP-TANK |  | 345
4032.883 | LIMIT THERMOSTAT |  | 2540
4032.884 | FAN THERMOSTAT |  | 3150
4032.885 | H.T. CABLE |  | 2780
4032.897 | ELECTR. COMPONENTS BASE |  | 1892
4032.905 | POWER CORD SOLENOID SPOOL |  | 1622
4032.906 | RUBBER TUBE M1/4 |  | 617
4032.921 | 6 WAYS CONNECTION |  | 388
4032.946 | THERMOSTAT WIRE |  | 588
4032.947 | CABLE PROTECTION |  | 180
4032.978 | FUEL LEVEL PROBE | replaced by 4032.845 | 4094
4032.979 | CAP |  | 87
4032.993 | COMBUSTION CHAMBER | replaced by 4033.316 | 49456
4032.998 | COMBUSTION CHAMBER |  | 42180
4033.013 | LOWER SHELL |  | Not available
4033.014 | UPPER SHELL |  | 16194
4033.015 | LOWER BODY | replaced by 4035.430 | Not available
4033.016 | UPPER BODY |  | 18858
4033.017 | CONTROL BOX BRAHMA TGRD71 |  | 24786
4033.019 | FAN Ø 500MM-27° BV290 | replaced by 4032.430 | 12157
4033.022 | PHOTOCELL BRAHMA |  | 4461
4033.028 | AIR FLAP |  | 904
4033.030 | FAN DIAM. 350-27° BV110 / BV170 | replaced by 4032.593 | 8514
4033.034 | BURNER FLANGE |  | 3932
4033.037 | TANK |  | 30454
4033.038 | FUEL PIPE PUMP-TANK |  | 374
4033.042 | BURNER FLANGE |  | 3861
4033.057 | ELCTRODE |  | 1083
4033.058 | BRASS WASHER |  | 1579
4033.059 | BURNER FLANGE |  | 3767
4033.070 | FAN BLADE | replaced by 4032.814 | 6542
4033.071 | TURBO DISC B 360 BV 170/290 |  | 5467
4033.081 | COMBUSTION CHAMBER BV77 |  | 51784
4033.087 | POWER CORD SOLENOID VALVE |  | 2232
4033.090 | FUEL FILTER COMPLETE 3/8" | replaced by 4031.070 | 4053
4033.091 | FUEL TANK BV 170 | replaced by 4032.543 | 53348
4033.092 | FUEL TANK B 360 BV 290 | replaced by 4034.295 | 52887
4033.095 | BASE |  | 4053
4033.110 | COMBUSTION CHAMBER |  | 63748
4033.122 | OIL PUMP DANFOSS BFP21-R5L2 BV290 |  | 21022
4033.123 | ELECTRODE BV77 / B180 |  | 819
4033.132 | COMBUSTION CHAMBER B180 | replaced by 4033.316 | 49456
4033.153 | NOZZLE SUPPORT BV 110/170/290 | replaced by 4032.403 | 5984
4033.183 | COMBUSTION CHAMBER |  | 75329
4033.186 | OIL SUPPLY PIPE |  | 4427
4033.187 | OIL SUPPLY PIPE |  | 4083
4033.188 | COMBUSTION CHAMBER BV170 |  | 65839
4033.190 | COMBUSTION CHAMBER BV290 |  | 107357
4033.194 | COMBUSTION CHAMBER B230 |  | 64575
4033.197 | COMBUSTION CHAMBER B360 |  | 70657
4033.198 | ELBOW 90 DGR 1/8" |  | 748
4033.205 | NOZZLE 0,50 GPH 80° S |  | 2458
4033.206 | COMBUSTION CHAMBER |  | 42539
4033.211 | UPPER SHELL |  | 24822
4033.212 | LOWER SHELL |  | 24939
4033.219 | MOTOR |  | 27448
4033.223 | OUTLET CONE B 360 BV 290 |  | 16864
4033.242 | TANK B230/BV110/BV170 | replaced by 4034.290 | 44401
4033.243 | TANK B360/BV290 | replaced by 4034.295 | 52887
4033.246 | PHOTOCELL BRAHMA |  | 4461
4033.248 | FRONTAL CONTROLS PANEL |  | 3698
4033.249 | CONTROL BASE |  | 3823
4033.250 | CONTROL BOX BRAHMA TGRD91 |  | 18561
4033.251 | RUBBER CAP FOR RESET BUTTON |  | 743
4033.252 | POWER CORD NEW ZEALAND (TYPE I) |  | 4364
4033.253 | POWER CORD SCHUKO |  | 3487
4033.254 | PANEL LABEL |  | 519
4033.256 | TRANSFORMER POWER CORD |  | 1761
4033.257 | PLASTIC BOX + GASKET |  | 3718
4033.263 | UPPER BODY MOBILE |  | 20315
4033.264 | LOWER BODY | replaced by 4035.427 | Not available
4033.267 | FUEL TANK BV77 |  | 30454
4033.268 | OIL PIPE TANK-TANK FILTER |  | 138
4033.269 | OIL PIPE FILTER-PUMP |  | 243
4033.272 | ELECTRICAL PANEL |  | 3750
4033.273 | ADHESIVE |  | 519
4033.274 | GASKET FOR PANEL BV77 |  | 4111
4033.289 | ELECTRICAL PANEL |  | 34459
4033.292 | ELECTRICAL COMPONENTS BASE |  | 2598
4033.301 | FUSE HOLDER |  | 1178
4033.302 | POWER CORD UK |  | 3718
4033.310 | ADHESIVE |  | 519
4033.311 | PUMP POWER CORD |  | 2088
4033.313 | PUMP | replaced by 4033.122 | Not available
4033.314 | SUNTEC PUMP | replaced by 4111.042 | Not available
4033.316 | COMBUSTION CHAMBER |  | 49456
4033.318 | CONTROL BOX |  | 23588
4033.319 | MOTOR |  | 70169
4033.334 | COMBUSTION CHAMBER | replaced by 4033.194 | 64575
4033.343 | HT CABLE |  | 5758
4033.344 | POWER CORD TRANSFORMATOR HT |  | 3363
4033.345 | PUMP POWER CORD |  | 461
4033.356 | SAFETY AUTOMATIC RESET THERMOSTAT |  | 6404
4033.357 | PUMP 120V 60 HZ |  | 21532
4033.358 | THERMOSTAT BULB BRACKET |  | 1452
4033.360 | CONTROL BASE |  | 5141
4033.361 | THERMOSTAT BRACKET |  | 2553
4033.362 | CLIP FOR WIRE AUTOMATIC THERMOSTAT |  | 87
4033.363 | PUMP |  | 21532
4033.364 | PUMP POWER CORD |  | 3794
4033.368 | THERMOSTAT BULB CLIP |  | 102
4033.372 | PUMP VALVE POWER CORD |  | 4094
4033.373 | FUEL PIPE FILTER-PUMP |  | 1493
4033.378 | MOTOR |  | 77727
4033.395 | THERMOSTAT BULB BRACKET |  | 1409
4033.397 | MOTOR |  | 47184
4033.400 | POWER CORD NEMA |  | 1652
4033.402 | CAPACITOR |  | 5445
4033.409 | SAFETY AUTOMATIC RESET THERMOSTAT |  | 4350
4033.410 | THERMOSTAT BULB CLIP |  | 104
4033.414 | BURNER |  | 292981
4033.415 | KIT MOTOR FAN |  | 133261
4033.418 | WIRES KIT |  | 30835
4033.419 | CONTROL BOX |  | 25539
4033.421 | ELECTRONIC CONTROL BOARD ID03 |  | 16363
4033.423 | BURNER WIRES KIT |  | 14086
4033.424 | FAN N°3 BLADES 3H 30° |  | 27044
4033.430 | RELAY |  | 4733
4033.431 | THERMAL CIRCUIT BREAKERS 20 A FOR BV 500-19 |  | 4947
4033.434 | LABEL MCS FOR COVER |  | 853
4033.440 | OUTLET CONE 2 WAY |  | 39562
4033.443 | CHASSY SUPPORT |  | 83475
4033.451 | HANDLE |  | 18137
4033.455 | FOOT SUPPORT |  | 17685
4033.459 | COLUMN LATERAL |  | 19569
4033.463 | ARCH OF LIFTING |  | 21638
4033.467 | AXLES |  | 14442
4033.469 | FUEL TANK |  | 79268
4033.470 | BUSH FOR AXLE |  | 5205
4033.471 | MOTOR 1.1KW 2 POLY 120VAC/60HZ |  | 111991
4033.472 | THERMOSTAT PANEL |  | 22469
4033.473 | SCREW M6X20 |  | 87
4033.475 | BRACKET |  | Not available
4033.476 | CONTROL PANEL |  | 68847
4033.477 | BRACKET |  | 2717
4033.478 | ROCKER SWITCH |  | 3480
4033.498 | THERMOSTAT |  | 10834
4033.502 | FAN N°5 BLADES 3H 25° |  | 43270
4033.504 | FUSE HOLDER |  | 7332
4033.505 | TERMINAL BOX |  | 304
4033.506 | TERMINAL BOX CLOSING |  | 185
4033.511 | POWER CORD |  | 2305
4033.519 | THERMOSTAT SOCKET 90° |  | 3159
4033.520 | THERMOSTAT CAP |  | 2360
4033.526 | FUSE |  | 1343
4033.528 | FUSE HOLDER |  | 3936
4033.529 | FUSE |  | 1219
4033.531 | KNOB HEAD SCREW ISO7047-M5X35-H-A1J | replaced by 4510.845 | 87
4033.533 | TANK |  | 28127
4033.537 | SUCTION PIPE |  | 3738
4033.539 | PIPE CONNECTION |  | 806
4033.540 | SHELL SUPPORT |  | 4325
4033.542 | LATERAL PANEL SIDE CONTROLS |  | 3783
4033.544 | LATERAL PANEL |  | 3783
4033.550 | COMPONENTS PLATE |  | 3130
4033.551 | CONTROL PANEL |  | 3584
4033.553 | CONTROL PANEL LABEL |  | 1287
4033.558 | NOZZLE 2.50 GPH 60 S STEINEN |  | 5535
4033.559 | NOZZLE 2.75 GPH 60 S STEINEN |  | 5535
4033.560 | NOZZLE 3.00 GPH 60 S STEINEN |  | 5535
4033.561 | KIT COVER BURNERS F20 TXL |  | 4304
4033.562 | NOZZLE 1.75 GPH 60 S STEINEN |  | 5535
4033.563 | NOZZLE 2.00 GPH 60 S STEINEN |  | 5535
4033.564 | NOZZLE 2.25 GPH 60 S STEINEN |  | 5535
4033.601 | COMBUSTION CHAMBER |  | 235348
4033.603 | FLANGE MOTOR M90 RAL 9005 |  | 18420
4033.617 | INSPECTION FLANGE |  | 1488
4033.618 | INSPECTION GASKET FOR MH500 |  | 819
4033.627 | GRID PROTECTION |  | 9115
4033.636 | COMPENSATION FLANGE |  | 7704
4033.642 | ROPE GASKET |  | 3895
4033.644 | NUT |  | 301
4033.679 | NOZZLE 1.00 GPH 60° TYPE S |  | 5535
4033.684 | METAL CONDUIT SUPPORT |  | 655
4033.694 | NOZZLE 2.00 GPH 60° TYPE H |  | 5535
4033.698 | NUT |  | 116
4033.700 | CLIP |  | 116
4033.710 | SENSORS COVER |  | 8675
4033.770 | SPACER |  | 87
4033.771 | TERMINAL PLUG |  | 1214
4033.772 | RELAY |  | 4680
4033.784 | BOX RUBBER |  | 1093
4033.785 | PLASTIC BOX |  | 1323
4033.786 | SPACER |  | 114
4033.789 | SAFETY THERMOSTAT |  | 5991
4033.793 | COVER BURNER |  | 6562
4033.794 | NTC SENSOR |  | 9733
4033.796 | SCREW M6 |  | 462
4033.801 | WIRE CLAMP |  | 1596
4033.803 | MEMBRANE |  | 425
4033.809 | MOTOR (BV500 HS) |  | Not available
4033.814 | SENSORS BRACKET |  | 1236
4033.849 | METAL CONDUIT ASS.Y |  | 8189
4033.879 | CLIP |  | 145
4033.884 | OUTLET CONE |  | 34335
4033.901 | CONTROL BOX CABLES KIT |  | 44040
4033.902 | KIT CABLE CONTROL BOX MH500 |  | 18375
4033.905 | CAP |  | 275
4033.906 | NUT |  | 114
4033.916 | FLANGE MOTOR M80 RAL 9005 |  | 22800
4033.971 | VARNISHED SHELL |  | 41970
4033.972 | MOTOR SUPPORT |  | 78889
4033.984 | GLIDE WITHOUT MOUNTAINS BRACKETS BV500 |  | 66598
4033.992 | CAP D.76 |  | 4019
4033.994 | TANK |  | 169614
4033.995 | FILTER 3/8'' |  | 11393
4033.997 | SUPPORT FOR FILTER |  | 5472
4033.999 | FUEL FILTER |  | 2827
4034.020 | MOTOR FAN ASSEMBLY DD 9-9 |  | 246541
4034.021 | MOTOR FAN ASSEMBLY DD 12-9 |  | 246541
4034.022 | THERMOSTAT LS/1 |  | 9148
4034.023 | THERMOSTAT TR/2 40° |  | 9955
4034.024 | THERMOSTAT TR/2 (ROOM TEMPERATURE) |  | 9148
4034.027 | TRIANGULAR CASE NYLON KEY |  | 661
4034.031 | GREEN LIGHT |  | 1314
4034.032 | RED LIGHT |  | 1117
4034.033 | ORANGE LIGHT |  | 1117
4034.034 | OIL FILTER |  | 4425
4034.066 | BI-THERMOSTAT MAN RESET |  | 51605
4034.137 | BURNER FLANGE GASKET |  | 4733
4034.149 | BI-THERMOSTAT HNW AUTO RESET |  | Not available
4034.196 | ELECTRODE ASSEMBLY |  | 19474
4034.197 | CONNECTOR |  | Not available
4034.198 | END RING AND DIFFUSER DISC |  | 23300
4034.199 | CROSS |  | 9811
4034.203 | BURNER |  | 282192
4034.205 | MOTOR |  | 87701
4034.207 | FAN |  | 35658
4034.208 | CONTROL PANEL |  | 68260
4034.209 | GLIDE |  | 66343
4034.210 | HANDLE GAMM |  | 1624
4034.211 | PNEUMATIC WHEEL |  | 30136
4034.213 | WASHER |  | 1122
4034.214 | COTTER PIN |  | 87
4034.217 | FUEL SUCTION PIPE |  | 4355
4034.223 | SWITCH |  | 3305
4034.224 | POWER CORD |  | 1862
4034.225 | RELAY |  | 4585
4034.228 | FLAT WASHER M6X24 |  | 87
4034.229 | STRAIN RELIEF |  | 445
4034.230 | LOCKNUT |  | 114
4034.241 | TANK RAL 9005 |  | 443035
4034.249 | COVER |  | 20143
4034.252 | SUCTION PIPE |  | 3946
4034.253 | FUEL PIPE TANK-FILTER |  | 3344
4034.254 | FIX VISUAL LEVEL INDICATOR WITH FLOAT SYSTEM |  | 14357
4034.260 | TANK RAL 9005 |  | 131973
4034.262 | LABEL |  | 1159
4034.263 | CONTROL BOX LABEL |  | 320
4034.266 | THERMAL CIRCUIT BREAKERS 15 A FOR BV 500-15 |  | 5736
4034.269 | ADJUSTABLE FOOT |  | 445
4034.278 | KIT MOTOR FAN BV 500_HS_A/B/C |  | 167921
4034.279 | MOTOR 1.5KW 2 POLY 120VAC/60HZ |  | 133207
4034.280 | THERMAL CIRCUIT BREAKERS 25 A FOR BV 500-HS |  | 6146
4034.283 | TANK CAP |  | 1467
4034.290 | FUEL TANK |  | 52222
4034.293 | REAR PANEL |  | 4816
4034.295 | TANK |  | 59758
4034.298 | REAR PANEL |  | 4816
4034.300 | FUEL PIPE BURNER-TANK |  | 3295
4034.304 | KIT MOTOR FAN |  | 160444
4034.305 | MOTOR 1.1KW 4 POLY 120VAC/60HZ |  | 121967
4034.307 | FAN N°10 BLADES 3H 50° |  | 57820
4034.308 | 90° CONNECTION |  | 959
4034.309 | CLIP |  | 359
4034.311 | POWER CORD |  | 1760
4034.317 | FUEL FILTER |  | 16184
4034.323 | CENTRIFUGAL FAN |  | 255587
4034.328 | CENTRIFUGAL MOTOR SUPPORT |  | 69413
4034.366 | LEFT CANALIZATION FLANGE |  | 32854
4034.367 | RIGHT CANALIZATION FLANGE |  | 32854
4034.368 | CLIP |  | 145
4034.378 | STRAIGHT FUEL CONNECTION |  | 819
4034.382 | AIR DEFLECTOR |  | 1569
4034.385 | FUEL TANK B300CED | replaced by 4100.164 | 66453
4034.387 | FUEL TANK |  | 34306
4034.389 | LOWER SHELL |  | 18401
4034.390 | STRAIGHT CONNECTION |  | 502
4034.394 | LOWER SHELL |  | 17405
4034.396 | LOWER SHELL |  | 17383
4034.399 | ALUMINIUM BOX |  | 20907
4034.400 | INSULATOR |  | 1051
4034.401 | TUBE |  | 20335
4034.403 | CONTROL PANEL LABEL |  | 3971
4034.404 | CONTROL PANEL BRACKET |  | 3018
4034.405 | SPACER |  | 517
4034.406 | KEY BOARD |  | 11478
4034.409 | MOTOR SUPPORT |  | 79123
4034.415 | UPPER CONTROL BOX SUPPORT |  | Not available
4034.416 | LOWER CONTROL BOX SUPPORT |  | Not available
4034.422 | BURNER POWER CORD |  | 10809
4034.431 | NTC SENSOR |  | 10066
4034.434 | CONTROL BOX WIRE |  | 12932
4034.447 | METAL PANEL |  | 6877
4034.454 | PHOTOCELL | replaced by 4032.818 | 4461
4034.457 | FUEL LEVEL GAUGE |  | 16618
4034.458 | FUEL LEVEL GAUGE PLASTIC CONNECTION |  | 1122
4034.476 | FIBER ROPE |  | 3621
4034.477 | COMPENSATION FLANGE FOR GAS |  | 3971
4034.479 | GAS TYPE SELECTION VALVE |  | 7300
4034.480 | 2-WAY OUTLET PANEL |  | 43974
4034.481 | 1-WAY OUTLET |  | 33096
4034.483 | BURNER |  | 264960
4034.485 | DRIVER |  | 119840
4034.492 | POWER BUTTON LABEL |  | 13799
4034.493 | GAS VALVE |  | 68918
4034.495 | 90 DEG GAS CONNECTION |  | 9115
4034.497 | STRAIGHT GAS CONNECTION |  | 1680
4034.500 | 90° SOCKET |  | 920
4034.501 | IP SCREW |  | 359
4034.502 | PLUG |  | 2338
4034.507 | CABLE TIE |  | 403
4034.513 | SOCKET |  | 974
4034.515 | KIT WIRES FOR MOTOR |  | 11116
4034.540 | PC BOARD |  | 16363
4034.544 | MOTOR (BV500 13) | replaced by 4034.205 | 122536
4034.545 | MOTOR (BV500 13) | replaced by 4034.205 | 97271
4034.546 | MOTOR POWER CORD (BV500 13) |  | 11154
4034.552 | LED PC-BOARD WIRES KIT |  | 5787
4034.553 | BURNER WIRES KIT |  | 5809
4034.554 | ROOM THERMOSTAT WIRES |  | 1479
4034.556 | CONTROL BOX GASKET |  | 1265
4034.559 | LIGHT CAP |  | 4218
4034.582 | LED PC-BOARD |  | 12165
4034.584 | MOTOR (BV500 15) |  | 82725
4034.593 | POWER CORD SCHUKO |  | 3324
4034.594 | UPPER SHELL |  | 26036
4034.595 | UPPER SHELL MOBILE |  | 22586
4034.602 | MOTOR |  | 72209
4034.603 | UPPER SHELL |  | 19569
4034.604 | UPPER SHELL MOBILE |  | 16082
4034.607 | PC-BOARD |  | 16998
4034.610 | TWO WAY OUTLET PANEL |  | 43148
4034.613 | COVER |  | 20249
4034.615 | MOTOR SUPPORT |  | 79123
4034.617 | EXTERNAL SHELL |  | 55690
4034.621 | UPPER SHELL |  | 17583
4034.624 | LEFT CONTROL PANEL SUPPORT |  | 4316
4034.626 | BURNER HEAD |  | 163105
4034.634 | MOTOR (BV500 19) |  | Not available
4034.637 | BRACKET FOR GAS TRAIN BV500 |  | 7446
4034.645 | MOTOR POWER CORD (BV500 HS) |  | Not available
4034.654 | DRIVER GASKET |  | 1508
4034.665 | FUEL FILTER |  | 27489
4034.683 | HIGH TENSION WIRES |  | 3801
4034.693 | SAFETY BRACKET FOR LPG VALVE BV500 |  | 7378
4034.711 | UPPER SHELL |  | 18608
4034.713 | HANDLE |  | 7378
4034.717 | HANDLE |  | 9678
4034.720 | HANDLE |  | 9365
4034.736 | EXTERNAL PIPE |  | 5335
4034.738 | PIPE SUPPORT |  | 675
4034.740 | FUEL CAP - REPLACEMENT FOR 4032.475 |  | 700
4034.745 | TANK BRACKET |  | 7664
4034.747 | LIFTING FOOT |  | 26474
4034.751 | LIFTING ARCH |  | 45970
4034.757 | DUCT ADAPTER |  | 18132
4034.794 | COMPLETE PLASTIC TANK BV500 |  | 91363
4034.796 | BURNER POWER CORD |  | 13297
4034.811 | GAS VALVE POWER CORD |  | 3599
4034.812 | COMBUSTION CHAMBER ASSEMBLED WITH COVER |  | 379438
4034.835 | LED PC-BOARD |  | 17043
4034.837 | SPACER |  | 182
4034.838 | CONTROL PANEL LABEL |  | 6054
4034.879 | CHIMNEY BV 170/290 | replaced by 4032.534 | 10232
4034.884 | FUEL HOSE |  | 2831
4034.893 | BRASS SPACER |  | 445
4035.002 | UPPER FRAME |  | 48158
4035.004 | LOWER PANEL |  | 16425
4035.006 | LATERAL RIGHT PANEL |  | 14574
4035.008 | LATERAL LEFT PANEL |  | 16031
4035.010 | REAR CRADLE |  | 13116
4035.012 | FRONT CRADLE |  | 12480
4035.014 | LOWER PANEL |  | 42308
4035.016 | FRONT UPPER PANEL |  | 32339
4035.018 | REMOVABLE PANEL |  | 27601
4035.021 | COMBUSTION CHAMBER |  | 163015
4035.035 | MIDDLE CHAMBER INSULATION |  | 24001
4035.036 | MOTOR SHAFT COUPLING |  | 74707
4035.038 | COLLECTOR |  | 12005
4035.039 | FAN CASE |  | 11354
4035.040 | MOTOR SUPPORT |  | 27178
4035.046 | FUEL PUMP |  | 31850
4035.047 | MOTOR FLANGE GASKET |  | 6487
4035.048 | COMBUSTION FAN |  | 5517
4035.049 | ELECTROVALVE POWER CORD |  | 2655
4035.050 | COMBUSTION MOTOR |  | 32451
4035.051 | MOTOR FLANGE |  | 4355
4035.053 | COLLECTOR GASKET |  | 4055
4035.054 | DAMPER REGULATION HANDLE |  | 2467
4035.056 | FUEL NOZZLE TUBE |  | 3794
4035.057 | ELECTRODES |  | 1630
4035.058 | PLASTIC OIL PIPE |  | 4150
4035.059 | AIR PIPE |  | 17315
4035.061 | VENTILATION MOTOR |  | 122944
4035.063 | VENTILATION MOTOR BRACKET |  | 31748
4035.064 | VENTILATION FAN |  | 61656
4035.065 | REAR CLOSING PANEL |  | 25777
4035.067 | COMBUSTION HEAD TUBE |  | 29699
4035.081 | POWER CORD |  | 4219
4035.084 | CONTROL PANEL GASKET |  | 3745
4035.085 | CONTROL PANEL LABEL |  | 5073
4035.086 | CONTROL PANEL BRACKET |  | 6229
4035.088 | CONTROL BOX |  | 22829
4035.089 | COMPONENTS BRACKET |  | 8679
4035.093 | DAMPER REGULATION PLATE |  | 4355
4035.094 | THERMOSTAT BULB BRACKET |  | 5508
4035.095 | FUEL FILTER BRACKET |  | 5129
4035.098 | OIL PIPE |  | 2803
4035.099 | FUEL PIPE |  | 3849
4035.100 | FUEL PIPE |  | 3609
4035.104 | FUEL TANK |  | 80053
4035.108 | COMPLETE CHASSIS |  | 73467
4035.111 | CHASSIS FOOT |  | 28018
4035.114 | PLASTIC CAP |  | 133
4035.148 | FAN BLADE FH40 |  | 23526
4035.158 | CHASSIS BRACKET |  | 4265
4035.164 | WIRE BRACKET |  | 4170
4035.168 | PLASTIC CAP |  | 502
4035.173 | REAR UPPER PANEL |  | 23625
4035.174 | PROTECTION GRILLE |  | 10249
4035.175 | VENTILATION FAN WASHER |  | 199
4035.182 | CONTROL PANEL COVER |  | 16964
4035.186 | CHASSIS BRACKET |  | 21267
4035.222 | CAPACITOR |  | 4095
4035.238 | NOZZLE | replaced by 4031.591 | 2458
4035.242 | METAL HANDLE |  | 20995
4035.243 | POWER SELECTOR |  | 1493
4035.259 | REAR RING GASKET |  | 381
4035.260 | PHOTOCELL SENSOR |  | 4461
4035.261 | MOTOR SUPPORT |  | 30218
4035.266 | BOTTOM HOUSING PLATE |  | 5517
4035.267 | HOUSING BLADE |  | 4332
4035.268 | FAN CASE |  | 3477
4035.269 | MOTOR SUPPORT |  | 4355
4035.271 | DAMPER REGULATION HANDLE |  | 3682
4035.272 | MOTOR SUPPORT GASKET |  | 1986
4035.273 | COMBUSTION FAN |  | 7801
4035.275 | DAMPER REGULATION PLATE |  | 4355
4035.276 | DAMPER BRACKET |  | 3043
4035.301 | 1-WAY CONE BV500 | replaced by 4033.976 | 29385
4035.339 | FILTER CARTRIDGE |  | 4792
4035.353 | RESISTANCES SUPPORT |  | 1049
4035.380 | CAP |  | 247
4035.427 | BLACK LOWER BODY |  | 35125
4035.430 | LOWER SHELL |  | 20674
4035.477 | FAN |  | 260177
4035.478 | UPPER BLACK BODY BV 170 |  | 16402
4035.532 | FUEL NOZZLE |  | 2458
4035.533 | RESET BUTTON |  | 2302
4035.534 | MINI RELAY |  | 3885
4035.535 | 24 V LED |  | 1584
4035.536 | BINDER |  | 9700
4035.537 | CAP |  | 3976
4035.548 | PLASTIC HANDLE |  | 1522
4035.549 | OVER-HEATING THERMOSTAT |  | 8826
4035.551 | COMBUSTION CHAMBER |  | 103022
4035.556 | FUEL TANK |  | 75456
4035.560 | FUEL FILTER BRACKET |  | 4354
4035.561 | UPPER FRAME |  | 14192
4035.565 | CENTRAL PIPE |  | 13054
4035.569 | LATERAL PIPE |  | 12621
4035.573 | BRACKET |  | 5831
4035.575 | AIR DAMPER |  | 3849
4035.600 | WHEEL O 280 mm - HUB O 25,5 mm |  | 18391
4035.602 | POWER CORD BRACKET |  | 8298
4035.603 | FOOT FH 20-S/G |  | 9527
4035.607 | CHIMNEY BRACKET |  | 9234
4035.609 | LOWER FRAME FH 20-S/G |  | 90670
4035.617 | RIGHT FRAME |  | 37582
4035.622 | LEFT FRAME |  | 37582
4035.624 | RUBBER BELT |  | 4287
4035.625 | LOWER FRAME FH 20-B |  | 18788
4035.627 | CONTROL PANEL PLATE |  | 11616
4035.629 | CONTROL PANEL LABEL |  | 145
4035.630 | COMPONENTS PLATE |  | 10647
4035.631 | POWER CORD |  | 12092
4035.636 | TANK CAP |  | 6304
4035.637 | OUTLET CONE |  | 17071
4035.638 | FRONT UPPER SHELL |  | 32115
4035.640 | REAR UPPER SHELL |  | 26648
4035.642 | LOWER SHELL |  | 37019
4035.644 | CONTROL PANEL BRACKET |  | 12910
4035.646 | LATERAL PANEL |  | 15259
4035.647 | REAR SHELL SUPPORT |  | 7264
4035.648 | FRONT SHELL SUPPORT |  | 10108
4035.650 | WHEELS AXLE |  | 12803
4035.652 | HANDLE PIPE |  | 12966
4035.654 | CHIMNEY CAP CORD |  | Not available
4035.658 | CHIMNEY CAP |  | 2530
4035.660 | CHIMNEY |  | 28295
4035.662 | CHIMNEY CAP |  | 16390
4035.663 | HANDLE PIPE BRACKET |  | 9634
4035.674 | AIR HEAD TURBULIZER |  | 5517
4035.676 | NOZZLE 0,45 GPH 60° S |  | 2458
4035.678 | COMBUSTION CHAMBER |  | 65720
4035.681 | FAN BLADE FH20 |  | 19038
4035.682 | FUEL PUMP BFP 52E L3L2 |  | 34989
4035.683 | FUEL TANK |  | 63582
4035.686 | OUTLET CONE |  | 18017
4035.687 | FRONT UPPER SHELL |  | 26233
4035.689 | REAR UPPER SHELL |  | 21014
4035.692 | LOWER SHELL |  | Not available
4035.693 | CONTROL PANEL BRACKET |  | 12793
4035.695 | LATERAL PANEL |  | 12058
4035.696 | FRONT SHELL SUPPORT |  | 7415
4035.697 | REAR SHELL SUPPORT |  | 7523
4035.698 | AIR DAMPER |  | 4276
4035.700 | WHEELS AXLE |  | 12232
4035.703 | LATERAL PIPE |  | 12621
4035.707 | CENTRAL PIPE |  | 11820
4035.710 | UPPER FRAME |  | 14192
4035.714 | LOWER FRAME FH 20-S/G |  | 111325
4035.719 | LEFT FRAME |  | 38709
4035.723 | RIGHT FRAME |  | 38709
4035.736 | LOWER FRAME FH 20-B |  | 18294
4035.738 | Bottom trolley kit FH 40 |  | 161799
4035.739 | Top frame kit FH 40 |  | 72412
4035.740 | Bottom trolley kit FH 20 |  | 159421
4035.741 | Top frame kit FH 20 |  | 81104
4035.765 | BELT PLATE |  | 4276
4035.769 | WHEEL O 300 mm d25,5 |  | 8364
4035.773 | FUEL HOSE FOR BIOFUEL |  | 5088
4035.844 | FUEL PIPE - PUMP-FILTER - BIFUEL |  | 3495
4035.845 | FUEL PIPE - PUMP-TANK - BIFUEL |  | 2740
4035.846 | FUEL PIPE - FILTER TANK - BIFUEL |  | 3218
4035.864 | LOWER SHELL |  | 37446
4035.865 | MOTOR |  | Not available
4100.052 | FUEL CAP |  | 1294
4100.054 | FUEL CAP |  | 1236
4100.101 | NOZZLE BRACKET |  | 2980
4100.103 | LIGHT GUIDE |  | 578
4100.110 | AUTO-TRANSFORMER |  | 19812
4100.111 | AUTOTRANSFORMER BRACKET |  | 2302
4100.125 | POWER CORD UK YELLOW |  | 10960
4100.134 | AUTO-TRANSFORMER |  | 31540
4100.140 | CHANGE TENSION BRACKET | replaced by 4100.141 | 2120
4100.141 | CHANGE TENSION BRACKET |  | 2120
4100.143 | DUAL VOLTAGE SWITCH |  | 1447
4100.152 | AUTO-TRANSFORMER |  | 33636
4100.153 | AUTOTRANSFORMER BRACKET |  | 4238
4100.155 | AUTO-TRANSFORMER BOX |  | 3495
4100.156 | AUTO-TRANSFORMER BOX |  | 3495
4100.157 | WASHER |  | 102
4100.162 | HANDLE |  | 8345
4100.164 | FUEL TANK |  | 66453
4100.182 | FLAME CONTROL CABLE |  | 3067
4100.187 | OIL HOSE HEATER N°1 |  | 530
4100.189 | OIL HOSE HEATER N°2 |  | 578
4100.191 | SUCTION COPPER PIPE |  | 3738
4100.192 | 90° CONNECTION |  | 1093
4100.193 | SUCTION HOSE |  | 214
4100.202 | FLAME CONTROL | replaced by 4104.193 | 8794
4100.204 | RUBBER PIPE |  | 396
4100.431 | TRANSFORMER POWER CORD |  | 1265
4100.511 | LEFT PANEL |  | 1493
4100.513 | LEFT PANEL |  | 1559
4100.525 | WASHER ALL |  | 99
4100.526 | WAVE SPRING WASHER ALL B150 |  | 105
4100.527 | LOCK WASHER |  | Not available
4100.528 | POWER LINE RFI FILTER | replaced by 4105.287 | 3888
4100.533 | SPRING |  | 170
4100.541 | BUSHING |  | 185
4100.630 | FUEL FILTER |  | 1756
4100.632 | PLUG DRAIN |  | 403
4100.636 | SIDE LOWER B35/70 | replaced by 4110.535 | 5027
4100.637 | SIDE LOWER B100/150 | replaced by 4110.566 | 8473
4100.638 | COMBUSTION CHAMBER B 35 CEH/CEL | replaced by 4110.115 | 17879
4100.641 | COMBUSTION CHAMBER B 150CEH/CEL |  | 22603
4100.645 | NOZZLE B 100 CEH/CEL |  | 2458
4100.646 | NOZZLE B 150 CEH/CEL |  | 2458
4100.647 | NOZZLE B 70 CEH/CEL |  | 2458
4100.648 | NOZZLE B 35 CEH/CEL |  | 2458
4100.649 | BUTTON PLUG B100/150 |  | 102
4100.650 | NOZZLE REM 12 |  | 2458
4100.653 | NOZZLE AD BRCKTCEH/CEL |  | 352
4100.654 | PCB SUPPORT |  | 87
4100.656 | NYLON LOCKNUT |  | 109
4100.657 | PHOTOCELL BRACKET 35/70 |  | 258
4100.658 | PHOTOCELL BRACKET B100 |  | 384
4100.659 | PHOTOCELL BRACKET B150 |  | 316
4100.660 | BELLEVILLE WASHER |  | 87
4100.661 | NYLON ELBOW 90DGR |  | 704
4100.662 | FAN B35-70 CEL |  | 1680
4100.663 | NOZZLE ADAPTER B100/150CEH |  | 1299
4100.664 | NOZZLE ADAPTER |  | 578
4100.666 | PLASTIC CAP B35/70 CEH |  | 330
4100.667 | ON/OFF SWITCH CEH/CEL |  | 799
4100.669 | SCREW 6-32 ''7/8 CEH/CEL |  | 87
4100.670 | SIDE COVER B100/150 |  | 1838
4100.809 | NOZZLE | replaced by 4031.549 | 2458
4100.810 | PIPE CLAMP |  | 138
4100.814 | OUTLET GRID |  | 4859
4100.823 | AUTOTRANSFORMER BOX |  | 2489
4100.841 | FUEL TANK | replaced by 4033.037 | 30454
4100.890 | THERMOSTAT KNOB TH |  | 170
4101.013 | PC BOARD PANEL |  | 1341
4101.020 | SOLENOID SPOOL 230V/50HZ |  | 7504
4101.021 | PC BOARD SPACER |  | 131
4101.023 | FUEL PIPE VALVE-TANK |  | 214
4101.024 | REAR SUPPORT |  | 1537
4101.071 | ELECTRONIC IGNITOR | replaced by 4111.885 | 13729
4101.112 | BUSHING SHORT |  | 102
4101.151 | BUSHING OPEN |  | 145
4101.152 | BUSHING SHORT |  | 627
4101.156 | ELBOW 90 DGR |  | 806
4101.176 | FILTER ALL LP TYPES |  | 1921
4101.180 | COMBUSTION CHAMBER B100CED |  | 19049
4101.200 | BLADE |  | 700
4101.228 | NUT |  | 287
4101.240 | MOTOR BRACKET |  | 1559
4101.244 | OPEARTING LABEL |  | 733
4101.262 | FUEL PIPE TUBE 44KW |  | 211
4101.263 | WHEEL |  | 833
4101.317 | PUMP BODY |  | 4287
4101.325 | END PUMP COVER |  | 3912
4101.333 | FILTER LINT |  | 99
4101.341 | FILTER OUTPUT |  | 1178
4101.358 | FILTER INTAKE |  | 359
4101.532 | PUMP BODY B30 |  | 5403
4101.622 | SLEEVE |  | 190
4101.666 | BLADE B 30 |  | 709
4101.846 | SPARK PLUG |  | 5545
4101.864 | FUSE |  | 180
4102.125 | PLUG |  | 228
4102.133 | SCREW |  | 190
4102.141 | SPRING |  | 109
4102.535 | VALVE SOLENOID |  | 12854
4103.441 | ROTOR B 35-150 |  | 4286
4103.486 | NOZZLE 70 CED |  | 2458
4103.529 | SCREW |  | 87
4103.559 | NOZZLE B100 CEA/CEB/CED |  | 2458
4103.584 | NOZZLE |  | 3917
4103.590 | PHOTOCELL CEH/CEL |  | 2965
4103.648 | NOZZLE ADAPTER |  | 2472
4103.685 | FAN GUARD B30-35-70 |  | 1049
4103.695 | FAN GUARD B100-150 |  | 1049
4103.834 | NOZZLE |  | 2458
4103.850 | EDGE LINER |  | 661
4103.852 | NOZZLE R 15 E |  | 2458
4103.875 | FUEL FILTER B 70 |  | 1537
4103.891 | CAP FUEL | replaced by 4100.052 + 4290.026 | Not available
4103.894 | FILTER BUSHING |  | 2319
4103.898 | NOZZLE B150 CEA |  | 2458
4104.006 | UPPER SHELL |  | 8289
4104.090 | COMBUSTION CHAMBER |  | 15037
4104.118 | FITTING BARB |  | 374
4104.147 | AIR TUBE |  | 748
4104.156 | AIR TUBE | replaced by 4104.147 | 748
4104.162 | NOZZLE |  | Not available
4104.170 | CLIP NUT |  | 114
4104.175 | SIDE COVER B 35 |  | 1885
4104.193 | FLAME-OUT CONTROL |  | 8794
4104.196 | FLAME CONTROL | replaced by 4104.193 | Not available
4104.336 | COVER SWITCH |  | 180
4105.062 | FAN BLADE B 100-150 |  | 1867
4105.187 | BODY BURNER |  | 8143
4105.238 | FUEL PIPE |  | 2334
4105.287 | POWER LINE RFI FILTER |  | 3998
4105.292 | SCREEN | replaced by 4290.239 | Not available
4106.030 | FLAME CONTROL |  | 8794
4106.032 | CONTROL PANEL LABEL |  | 258
4106.041 | INTERRUPTED THERMOCOUPLE |  | 1957
4106.042 | INTERRUPTED THERMOCOUPLE |  | 2059
4106.043 | THERMOCOUPLE NUT |  | 87
4106.047 | SUPPORT FOR THERMOSTAT |  | 675
4106.071 | FITTING BARB |  | 213
4106.110 | BOARD TERMINAL |  | 1316
4106.140 | 4 WAY POP RIVET |  | 172
4106.179 | SWITCH |  | 791
4106.186 | OUTLET GRID |  | 4651
4106.194 | BASE |  | 27508
4106.202 | AIR PROBE BRACKET |  | 891
4106.210 | RIGHT PANEL | replaced by 4110.560 | 2615
4106.212 | LEFT PANEL |  | 2540
4106.218 | BURNER PLATE |  | 1246
4106.219 | FUSE |  | 230
4106.226 | ELECTRIC MOTOR | replaced by 4161.167 | 50354
4106.233 | COVER SWITCH DUAL VOLTAGE | replaced by 4140.471 | 559
4106.239 | SCREW M4X45 |  | 87
4106.245 | LED |  | 4036
4106.246 | CTRL BOX BRAHMA DMN 31 |  | 21901
4106.247 | WIRE |  | 1698
4106.248 | WIRE |  | 806
4106.253 | WIRE |  | 1035
4106.267 | BASE | replaced by 4106.194 | 30148
4106.274 | CAPACITOR 2 µF | replaced by 4161.830 | 1452
4106.275 | CAPACITOR 3 µF | replaced by 4031.627 | 1482
4106.276 | CAPACITOR | replaced by 4110.294 | 3181
4106.304 | PC-BOARD BRACKET SUPPORT |  | 1737
4106.310 | WIRE |  | 2049
4106.312 | MASTER LITHIUM ACCU. |  | 19829
4106.313 | MASTER ACCU CHARGER |  | 14459
4106.317 | SHELL |  | 8957
4106.320 | LOWER PROTECTION |  | 1352
4106.321 | MOTOR BRACKET |  | 891
4106.339 | PLATE BURNER |  | 944
4106.342 | UPPER BASE |  | 6713
4106.343 | ELECTRIC PC BOARD | replaced by 4106.246 | 21901
4106.623 | BURNER DISC |  | 588
4108.379 | BALL STEEL |  | 87
4108.429 | NUT CAP | replaced by 4110.162 | 228
4108.502 | SCREW |  | 87
4108.528 | SCREW |  | 104
4108.536 | SCREW |  | 87
4108.588 | SCREW FHPF3 5C |  | 87
4108.590 | SCREW FHPF3 6C |  | 87
4108.593 | NOZZLE |  | 2458
4108.627 | ROTOR B 70-100 |  | 3759
4108.635 | INSERT |  | 180
4108.643 | END COVER |  | 2334
4109.351 | BODY BURNER HEAD |  | 8514
4109.352 | BODY BURNER HEAD |  | 7456
4109.518 | NUT SPECIAL |  | 228
4109.526 | SPARK PLUG |  | 2142
4109.567 | FUEL PIPE |  | 281
4109.590 | HEX SCREW |  | 116
4109.592 | NUT HEX |  | 94
4109.633 | AIR TUBE |  | 1438
4109.674 | END FILTER COVER |  | 1727
4109.690 | FILTER INTAKE |  | 366
4109.708 | FILTER OUTPUT |  | 1199
4109.716 | FILTER LINT |  | 109
4109.724 | END PUMP COVER |  | 2863
4109.808 | UPPER SHELL |  | 5943
4109.809 | LOWER SHELL |  | 5783
4109.812 | FAN GUARD |  | 1049
4109.894 | GROUND COMBUSTION CHAMBER WIRE |  | 330
4110.032 | TUBING RUBBER |  | 423
4110.036 | WIRE ASSAMBLY BROWN |  | 182
4110.037 | WIRE ASSAMBLY WHITE |  | 182
4110.038 | POWER CORD | replaced by 4110.451 | 3295
4110.041 | VINYL FOAM GASKET |  | 87
4110.042 | MOTOR 1/35HP 230/50 B 35 CEH/CED | replaced by 4110.478 | 16210
4110.050 | COMBUSTION CHAMBER |  | 22603
4110.068 | PUMP BODY | replaced by 4101.317 | 5831
4110.069 | PUMP BODY | replaced by 4101.532 | 6229
4110.077 | HANDLE B100-150 CEL-CED | replaced by 4110.368 | Not available
4110.078 | FRAME SUPPORT B100-150 CEL-CED | replaced by 4110.369 | Not available
4110.079 | MOTOR B70CEH/CED/CEL | replaced by 4110.480 | 18250
4110.080 | MOTOR 1/4HP B100/150D/H/L | replaced by 4110.452 | 25621
4110.084 | RUBBER WHEEL BLACK |  | 1836
4110.085 | NUT CAP | replaced by 4110.162 | 228
4110.092 | BRACKET NOZZLE ADAPTER 35 CEB |  | 396
4110.109 | AXLE B 100/150 | replaced by 4110.370 | 1278
4110.113 | BRACKET PAINTED FRONT SHELL SUPP.35/70 |  | 1566
4110.115 | COMBUSTION CHAMBER B35 |  | 14368
4110.121 | UPPER SHELL 35/70 CED |  | 4816
4110.122 | UPPER SHELL 35/70 CEL |  | 4743
4110.124 | SCREW HX HD |  | 99
4110.126 | COMBUSTION CHAMBER B70CEL |  | 14919
4110.129 | PLUG WHEEL BLACK B354CEE |  | 175
4110.130 | KIT HANDLE 35/70 CEL |  | 442
4110.132 | IGNITER KIT 220-230V |  | Not available
4110.133 | SCREW M5X16 BRASS |  | 359
4110.135 | FUEL FILTER 35 CEL |  | 1537
4110.136 | FUEL TANK KIT 35 CEL/CED | replaced by 4110.895 | 29878
4110.140 | FUEL TANK KIT B 70 CEL | replaced by 4110.895 | 29878
4110.142 | CONTROL PC BOARD KIT 220-230V |  | 11897
4110.143 | NUT HEX M5 LOCKING NORMAL |  | 87
4110.144 | SCREW |  | 87
4110.147 | FUEL TUBE PICK UP 100/150 CEL |  | 517
4110.149 | FUEL TANK KIT 100/150 CEL/CED | replaced by 4110.891 | 28737
4110.155 | EDGE LINER B 360 BV 170/290 |  | 18115
4110.158 | KIT POWER LINE RFI FILTER | replaced by 4105.287 | 3998
4110.159 | CLAMP |  | 165
4110.162 | WASHER |  | 228
4110.164 | WIRE ASSEMBLY BLACK |  | 211
4110.165 | WIRE ASSEMBLY BLACK |  | 153
4110.182 | COMBUSTION CHAMBER |  | 22603
4110.186 | BRACKET MOTOR 100/150L/D | replaced by 4101.240 | 1559
4110.187 | BRACKET MOTOR 35/70 CEL/CED |  | 1595
4110.193 | COPPER PIPE L=50 |  | 330
4110.194 | HIGH TENSION CABLE CED |  | 1635
4110.195 | WIRE RED CED |  | 211
4110.200 | HEAT WARNING STICKER |  | 87
4110.292 | CAPACITOR 2.5 UF FOR 4110.042 |  | 1671
4110.293 | CAPACITOR 5 UF FOR 4110.079 |  | 2278
4110.294 | CAPACITOR 8 UF FOR 4110.080 |  | 2768
4110.301 | SCREW FHPF3 6C | replaced by 4108.590 | 87
4110.302 | SCREW FHPF3 5C | replaced by 4108.588 | 87
4110.335 | PC BOARD CEG |  | 21378
4110.337 | BIFILAR ELECTRODE |  | 1156
4110.341 | HT CABLE |  | 2543
4110.345 | FUEL TANK | replaced by 4110.891 | 28737
4110.353 | REAR FRAME BRACKET |  | 1508
4110.354 | FRONT FRAME BRACKET |  | 1508
4110.355 | FUEL LINE TANK-PUMP |  | 445
4110.356 | FUEL FILTER |  | 1122
4110.359 | LOWER SHELL |  | 6200
4110.360 | UPPER SHELL |  | 6200
4110.361 | BURNER HEAD BODY |  | 3862
4110.363 | SCREW |  | 87
4110.364 | PHOTOCELL ASSEMBLY | replaced by 4110.564 | 4313
4110.368 | HANDLES |  | 4993
4110.369 | WHEEL SUPPORT FRAME |  | 6965
4110.370 | AXLE |  | 1649
4110.372 | WHEEL SUPPORT FRAME |  | 6693
4110.377 | BURNER HEAD BODY |  | 4070
4110.379 | RIGHT PANEL |  | 1559
4110.385 | FUEL TANK | replaced by 4110.895 | 29878
4110.391 | FUEL LINE |  | 445
4110.393 | WASHER |  | 87
4110.394 | WASHER |  | 87
4110.395 | RUBBER PIPE |  | 578
4110.399 | BURNER HEAD BODY |  | 3854
4110.407 | PUMP END COVER | replaced by 4101.325 | 3912
4110.411 | PUMP END COVER | replaced by 4109.724 | 3482
4110.414 | FAN | replaced by 4100.662 | 1885
4110.415 | FAN |  | 1867
4110.417 | LEFT PANEL |  | 1365
4110.427 | FUEL LINE |  | 428
4110.451 | POWER CORD |  | 2882
4110.452 | MOTOR 1/4 HP B 100 / B 150 |  | 27084
4110.460 | PC BOARD SUPPORT |  | 105
4110.462 | MOTOR-PUMP COMPLETE |  | 37762
4110.463 | MOTOR-PUMP COMPLETE |  | 40054
4110.464 | POWER CORD UK |  | 2931
4110.477 | CONTROL BOX SIDE PANEL |  | 1401
4110.478 | MOTOR 1/35 HP |  | 18185
4110.479 | MOTOR 1/4 HP |  | 34933
4110.480 | MOTOR 1/8 HP |  | 19793
4110.482 | LOWER SHELL |  | 6200
4110.483 | UPPER SHELL GREY |  | 6200
4110.486 | POWER CORD | replaced by 4110.451 | 2882
4110.490 | HT CABLE |  | 3431
4110.491 | TRANSFORMER POWER CORD |  | 1508
4110.493 | TRANSFORMER CED 110V |  | 10902
4110.499 | CAPACITOR |  | 4072
4110.508 | SPRING WASHER ? 6 MM |  | 87
4110.514 | REAR FRAME BRACKET |  | 1394
4110.517 | SCREW 5,5X13 SELF TAPPING |  | 87
4110.518 | SCREW | replaced by 4110.144 | 87
4110.535 | LOWER SHELL |  | 5027
4110.560 | SIDE COVER |  | 2202
4110.563 | POWER CORD | replaced by 4110.451 | 3295
4110.564 | PHOTOCELL CED |  | 3074
4110.566 | LOWER SHELL |  | 8473
4110.568 | COMBUSTION CHAMBER MOD.100 CED | replaced by 4101.180 | 22559
4110.573 | NUT SPECIAL | replaced by 4109.518 | 228
4110.579 | COMBUSTION CHAMBER MOD.70 | replaced by 4104.090 | 18341
4110.595 | COMBUSTION CHAMBER MOD.150 CED |  | 22348
4110.604 | UPPER YELLOW COVER B360 |  | 32812
4110.609 | KIT TRANSFORMER CED |  | 11342
4110.715 | MOTOR 1/4HP B100/150D/H/L 110V | replaced by 4110.479 | 34933
4110.719 | SECONDARY LEAD CED |  | 1323
4110.794 | LEFT PANEL FROM SERIAL NUMBER 32117091 |  | 1746
4110.824 | GROUND THERMOSTAT WIRE |  | 301
4110.863 | BLACK LOWER SHELL |  | 5953
4110.882 | KIT TRANSFORMER CED | replaced by 4110.609 | 11342
4110.883 | TRANSFORMER CED 110V | replaced by 4111.502 | 10902
4110.891 | FUEL TANK KIT B100/150 |  | 27911
4110.894 | FUEL TANK KIT B35 | replaced by 4110.895 | 23681
4110.895 | FUEL TANK KIT B70 |  | 23681
4110.898 | HEXAGONAL NUT M6 |  | 83
4110.899 | PLAIN WASHER M6 |  | 83
4110.962 | FUEL CAP B354CEE |  | 1387
4110.965 | TRANSFORMER B 354 CEE |  | 15713
4110.966 | PHOTOCELL B 354 CEE |  | 6491
4110.967 | SUPPORT PG PHOTOCELL -S- B354 |  | 459
4110.968 | CONTROL BOX SATRONIC |  | 21017
4110.969 | CONTROL BOX BASE |  | 3743
4110.970 | CABLE CONNECTING PHOTOCELL |  | 4102
4110.971 | SPARK PLUG WIRE L=850 B354CEE |  | 3296
4110.973 | MOTOR 750 W B 354 CEE |  | 41432
4110.974 | FAN B 354 CEE |  | 9097
4110.978 | WHEEL D.300 B354CEE |  | 4094
4110.994 | BODY BURNER 354 |  | 6506
4111.030 | BRACKET TRANSFORMER B354 |  | 835
4111.032 | RELAY |  | 3913
4111.033 | PLASTIC CONNECTION FOR EL. CONTACTS |  | 1265
4111.038 | CABLE FASTENER B225/354CEE |  | 717
4111.040 | FUSE 10A 6X32MM B 354 |  | 258
4111.042 | PUMP B 354CEE 225CEE |  | 16952
4111.043 | FLEX FUEL PIPE FILTER-PUMP |  | 199
4111.045 | FUEL FILTER 3/8 B 354 CEE | replaced by 4031.070 | Not available
4111.049 | OIL SUPPLY PIPE |  | 4719
4111.051 | PLASTIC WIRE STOPPER B225/354CEE |  | 806
4111.056 | BUSCHING PVC BLACK |  | 417
4111.057 | PLUG PVC BLACK B225/354CEE |  | 87
4111.064 | PHOTOCELL CONNECTION |  | 4007
4111.072 | WHEEL HOLDER B354CEE |  | 155
4111.076 | PHOTOCELL SUPPORT |  | 1136
4111.077 | SCREW TE M5X35 B225/354CEE |  | 104
4111.078 | SCREW TE M5X60 B354CEE |  | 95
4111.081 | PUMP COUPLING |  | 230
4111.086 | ORANGE CABLE |  | 107
4111.087 | RED THERMOSTAT CABLE 1X0,75 L=800 |  | 502
4111.088 | WHITE THERMOSTAT CABLE 1X1,5 L=850 |  | 655
4111.116 | OR FILTER KIT |  | 1193
4111.118 | KIT PLUG SP + PG11 B354CEE |  | 2526
4111.119 | KIT SOCKET B225/354 CEE |  | 2462
4111.134 | NOZZLE B 354 CEA B 355 CEE |  | 2458
4111.143 | NOZZLE B 360 |  | 2458
4111.153 | POWER CORD 3MT | replaced by 4033.253 | 4313
4111.192 | NOZZLE |  | 2458
4111.224 | MOTOR 500W 230V B225CEE |  | 36995
4111.240 | NOZZLE B225CEE |  | 2458
4111.241 | DOUBLE PLATE FOR SCREW B225 CEE |  | 170
4111.273 | CONNECTION B225 CEE |  | 791
4111.316 | FAN B 354 CEE | replaced by 4110.974 | 9182
4111.480 | WHEEL PLUG |  | 133
4111.501 | FLAME CONTROL |  | 9755
4111.502 | TRANSFORMER CED 110V |  | 10902
4111.604 | UPPER BODY |  | 21695
4111.610 | AIR FLAP |  | 2591
4111.623 | UPPER SHELL YELLOW 230 |  | 17583
4111.625 | LOWER BODY |  | 23528
4111.638 | COMBUSTION CHAMBER |  | 66858
4111.653 | COMBUSTION CHAMBER B230 | replaced by 4033.110 | 63748
4111.689 | FAN |  | 13777
4111.761 | LOWER SHELL |  | 29725
4111.819 | LEFT PANEL |  | 1409
4111.822 | BURNER FLANGE | replaced by 4033.034 | 3932
4111.826 | ELECTRODE |  | 1797
4111.829 | POWER CORD UK YELLOW |  | 7138
4111.831 | HT CABLE |  | 2093
4111.834 | DUAL LOCK 35X25 |  | 301
4111.843 | TANK |  | 25333
4111.844 | TANK |  | 25333
4111.850 | MOTOR 1/35 HP 230/50 IP44 OIL 35 COMPL | replaced by 4110.478 | 22316
4111.851 | MOTOR 1/8 HP 230/50 IP44 OIL 70 COMPL | replaced by 4110.480 | 23924
4111.852 | MOTOR 1/4 HP | replaced by 4110.452 | 27084
4111.854 | CAPACITOR 7,5UF 300V |  | 1894
4111.855 | CAPACITOR 10UF 450V |  | 2504
4111.856 | CAPACITOR 3UF 300V |  | 1547
4111.885 | KIT TRANSFORMER CED |  | 10431
4111.887 | POWER CORD |  | 2642
4111.890 | KIT TRANSFORMER |  | 9649
4111.897 | TRANSFORMER 110V | replaced by 4031.393 | 9263
4111.898 | KIT TRANSFORMER CED 110V |  | 9874
4111.902 | PUMP DANFOSS 110V BV110/170 |  | 21525
4111.916 | RUBBER WHEEL BLACK |  | 1630
4115.614 | NOZZLE VAL 6 1-STEP + VAL 6 KL |  | 2644
4115.615 | NOZZLE VAL 6 2-ST 0 85-80 |  | 2644
4116.759 | NOZZLE XL9 |  | 2458
4117.006 | FUEL LEVEL PLUG VAL XL9 E |  | 5267
4117.007 | CONICAL INSULATOR VAL XL9 E |  | 50623
4117.011 | ROTATION SET XL9 |  | 17971
4117.013 | REAR SUPPORT |  | 8549
4117.015 | FRONT SUPPORT |  | 22739
4117.019 | WHEEL SUPPORT XL9 E |  | 4967
4117.026 | VISOR XL9 E |  | 18195
4117.027 | PROTECTION SUPPORT XL9 E |  | 3458
4117.032 | GRIP XL9 E |  | 14673
4117.036 | TUBE D.20X1,5 L=542 |  | 4214
4117.038 | AXLE XL9 E |  | 2975
4117.039 | TUBE D.20X1.5 L=542 |  | 3315
4117.040 | OIL BURNER XL9 E 230V |  | 126084
4117.041 | BURNER COVER XL9 E |  | 4111
4117.043 | RADIATION DISK VAL XL9 E |  | 38738
4117.044 | PLASTIC MOUNT XL9 E |  | Not available
4117.047 | FUEL TANK VAL XL9 E |  | 34604
4117.048 | NIPPLE XL9 E |  | 785
4117.049 | NIPPLE XL9 E |  | 785
4117.050 | NIPPLE XL9 E |  | 3325
4117.051 | FLEXIBLE CONNECTION XL9 E |  | 3398
4117.052 | PLASTIC CLAMP XL9 E |  | 1603
4117.053 | FUEL TANK PLUG VAL XL9 E |  | 3181
4117.055 | SUPPORT OF CONICAL HOUSING XL9 |  | 4143
4117.057 | FUSE XL9 E |  | 230
4117.058 | PILOT LAMP B 360 BV 170/290 XL9 |  | 1569
4117.071 | INSERT M8 |  | 170
4117.072 | DRUM VAL XL9 E |  | 22698
4117.074 | CONTROL BOX SATRONIC | replaced by 4110.978 | Not available
4117.080 | THERMOSTAT CONNECTION PLUG XL9 E | replaced by 4162.467 | 2854
4117.089 | WASHER |  | 87
4117.092 | YELLOW BURNER COVER XL9-2STEP |  | 13653
4117.093 | RUBBER SEAL XL9 E |  | 175
4117.096 | GUARD RAIL XL9 E |  | 10564
4117.104 | CONICAL HOUSING XL9 |  | 23317
4117.106 | BURNER LABEL |  | 442
4117.111 | INTERRUTTORE 10A LUMINOSO TASTO ROSSO |  | 1207
4117.123 | BURNER LABEL |  | 442
4117.125 | MOTOR 90W VAL XL9 E |  | 35834
4117.127 | CONTROL PC BOARD 110V VAL XL9 E |  | 19494
4117.128 | BURNER CONE XL9 E |  | 12339
4117.129 | BURNER FASTENER XL9 E |  | 1374
4117.130 | BURNER DISC XL9 E |  | 8427
4117.131 | HT CABLE XL9 |  | 2475
4117.133 | ELECTROVALVE CABLE |  | 1948
4117.134 | FAN VAL XL9 E |  | 4403
4117.135 | COPPER TUBE XL9 E |  | 3679
4117.136 | NOZZLE SUPPORT XL9 E |  | 13736
4117.137 | CAPACITOR FHP XL9 E |  | 9665
4117.138 | MOTOR CABLE |  | 1889
4117.140 | TRANSFORMER CABLE |  | 2343
4117.141 | TRANSFORMER DANFOSS XL9 E |  | 11953
4117.142 | PLASTIC TUBE XL9 E |  | 2664
4117.146 | BURNER FASTENER BOLT XL9 E |  | 978
4117.147 | ELECTRODE VAL XL9 E |  | 3720
4117.148 | BURNER FLANGE SEAL XL9 E |  | 1537
4117.149 | PHOTOCELL CABLE |  | 3354
4117.150 | 4-PIN BURNER CABLE |  | 3159
4117.151 | CONTROL PC BOARD 230V VAL XL9 E |  | 18348
4117.152 | PLUG XL9 E |  | 3522
4117.153 | PC BOARD SUPPORT |  | 3499
4117.156 | MOTOR 100W XL9 S |  | 40496
4117.157 | NOZZLE XL9S 0,60 GPH 60° A-H |  | 2458
4117.162 | MOTOR 90W 110/60 HZ XL9 E |  | 50917
4117.166 | BURNER HOUSING XL9 E |  | 11365
4117.167 | BURNER HOUSING PLATE |  | 8634
4117.168 | OIL PUMP 110V |  | 33483
4117.169 | TRANSFORMER 110V |  | 12345
4117.170 | CONTROL BOX BASE DKO972 |  | 6127
4117.171 | KIT PIPES VAL XL9 E |  | 20283
4117.172 | KIT LINES BURNER COVER XL9 E |  | 2236
4117.173 | CONTROL BOX SATRONIC DKO972 |  | 44805
4117.174 | VALVE NC | replaced by 4117.419 | 4466
4117.176 | OIL PUMP XL9S BFP52-EL3L |  | 75694
4117.181 | INSERT M10 |  | 546
4117.182 | SCREW |  | 165
4117.183 | SCREW |  | 104
4117.187 | SCREW |  | 196
4117.190 | COMBUSTION CHAMBER FLANGE XL9 E 2005 |  | 5892
4117.191 | COMBUSTION CHAMBER FLANGE GASKET XL9 E 2005 |  | 690
4117.192 | POWER CORD |  | Not available
4117.193 | OIL BURNER XL9 S 230V |  | 146967
4117.194 | BURNER FLANGE CONNECTION XL9 E 2005 |  | 7560
4117.195 | ELECTRODE XL9 E 2005 EDITION |  | 2674
4117.202 | FUEL TANK BASE KIT XL9 E |  | 8828
4117.206 | CAPACITOR SIMEL XL9 E |  | 5918
4117.207 | PHOTOCELL RUBBER ADAPTER XL9 E 2005 EDITION |  | 2178
4117.208 | 6-PIN BURNER CABLE |  | 4185
4117.214 | BURNER COVER SOL 42 |  | 4267
4117.246 | RIGHT HANDLE XL9 |  | 891
4117.247 | LEFT HANDLE XL9 |  | 891
4117.294 | CLAMP LEVER |  | 2766
4117.303 | OIL TANK | replaced by 4117.047 | 33570
4117.304 | OIL TANK |  | 33570
4117.314 | FLAME CHECK |  | 838
4117.315 | VALVE SPOOL NO 230V |  | 19166
4117.316 | VALVE SPOOL NC 230V | replaced by 4031.019 | 3862
4117.317 | SOLENOID VALVE NO 230V |  | 20648
4117.318 | SOLENOID VALVE NC 230V | replaced by 4031.195 | 6650
4117.319 | VALVE SPOOL NC 110V |  | 4466
4117.341 | SIDE SUPPORT |  | 26345
4117.346 | FILTER BRACKET |  | 9563
4117.348 | FRONT REINFORCEMENT |  | 10115
4117.351 | RIGHT SIDE REINFORCEMENT |  | 15419
4117.353 | RIGHT SIDE REINFORCEMENT |  | 15419
4117.365 | BRACKET CABLE REEL |  | 3890
4117.377 | SPAR |  | 7602
4117.378 | LEFT SIDE SUPPORT |  | 20067
4117.379 | RIGHT SIDE SUPPORT |  | 20067
4117.406 | WIRE CABLED 6 PIN 2-S VERSIONE UL - XL 9ER-SR |  | 2929
4117.407 | COVER |  | 15307
4117.408 | BURNER DISC |  | 33531
4117.409 | WIRE THERMOSTAT BALCK UL - XL 9ER-SR |  | 289
4117.413 | PHOTOCELL |  | 4461
4117.414 | MOTOR 115V |  | 46850
4117.415 | MOTOR CAPACITOR |  | 13449
4117.416 | PUMP COUPLING | replaced by 4111.081 | 626
4117.417 | OIL PUMP DANFOSS 110V |  | 60578
4117.418 | VALVE NO |  | 17423
4117.419 | VALVE NC |  | 4466
4117.420 | PC-BOARD |  | 38602
4117.421 | BURNER HOUSING PLATE |  | 8109
4117.422 | SUPPORT |  | 2785
4117.423 | KIT LINES |  | 1975
4117.424 | WIRE ELECTROVALVE XL 9ER-9SR UL |  | 1826
4117.425 | WIRE BURNER MOTOR XL 9ER-9SR UL |  | 1692
4117.426 | WIRE 6 PIN WITH FEMAL PLUG BXL 2 UL |  | Not available
4117.427 | KIT LINES BURNER COVER |  | 21367
4117.428 | TANK |  | 41822
4117.437 | FRONT SUPPORT |  | 18375
4117.439 | REAR SUPPORT |  | 11123
4117.443 | FRONT PROTECTION |  | 8004
4117.446 | NIPPLE WITH PIPE |  | 4913
4117.447 | NIPPLE |  | 2805
4117.449 | BURNER COVER BLACK |  | 4816
4117.455 | CONNECTOR |  | 2438
4117.457 | VISOR |  | 15766
4117.464 | OIL PUMP 1 STEP |  | 41810
4117.465 | OIL PUMP 2 STEP |  | 56906
4117.467 | PILOT LAMP |  | 1307
4117.468 | SCREW |  | 87
4117.470 | CONICAL INSULATOR VAL XL9 E |  | 50004
4117.472 | DRUM |  | 21536
4117.476 | SIDE SUPPORT |  | 19793
4117.479 | SIDE SUPPORT ALKOTA |  | 17315
4117.481 | CONICAL INSULATOR | replaced by 4117.007 | 59918
4117.482 | SPOOL 110-120 V |  | 21828
4117.483 | VALVE NO |  | 23798
4117.491 | REINFORCEMENT LEFT SIDE |  | 12368
4117.492 | REINFORCEMENT RIGHT SIDE |  | 12368
4117.494 | VISOR |  | 15365
4117.497 | VALVE NC |  | 32513
4117.499 | ANTI TILTING SENSOR BRACKET |  | 1661
4117.500 | ANTI TILTING SENSOR |  | 15468
4117.603 | BURNER FLANGE |  | 20330
4117.605 | PUMP BRACKET |  | 1595
4117.606 | PUMP |  | 41762
4117.607 | CHAMBER TUBE |  | 12334
4117.608 | RUBBER PIPE |  | 1622
4117.609 | TUBE GASKET |  | 847
4117.610 | TURBOLATION DISK |  | 4359
4117.613 | HIGH TENSION TRANSFORMER WIRE |  | 3086
4117.614 | POWER CORD |  | 2227
4117.615 | TRANSFORMER BRACKET |  | 2572
4117.618 | ELECTRODE |  | 1352
4117.619 | NOZZLE HOLDER |  | 4199
4117.623 | PROTECTION TUBE |  | 10848
4117.630 | POWER CORD |  | 1535
4117.631 | ALUMINIUM PLATE |  | 4583
4117.632 | FIBER GASKET |  | 1748
4117.633 | INSULATED CONE XL91 |  | 48294
4117.634 | PAPER GASKET |  | 3968
4117.639 | FILTER BRACKET |  | 3614
4117.642 | DISPLAY LABEL |  | 1294
4117.645 | HANDLES ASSEMBLY |  | 22928
4117.653 | TANK |  | 39216
4117.658 | LOWER CHASSIS |  | 19465
4117.659 | UPPER CHASSIS |  | 18941
4117.661 | POWER CORD BRACKET |  | 3446
4117.662 | SUPPORT BRACKET |  | 7368
4117.664 | PIPE Y |  | 2188
4117.665 | PC-BOARD BRACKET |  | 2999
4117.666 | SIDE PLATE |  | 15099
4117.667 | SIDE PLATE |  | 15099
4117.669 | TERMINAL BOX |  | 733
4117.671 | PROTECTION SHIELD |  | 12991
4117.674 | COMBUSTION CHAMBER |  | 57001
4117.678 | AXLE BRACKET |  | 4398
4117.680 | AXLE |  | 3954
4117.684 | HANDLE |  | 5977
4117.685 | TERMINAL BLOCK |  | 920
4117.686 | ELECTRODES BRACKET |  | 920
4117.687 | VENTILATION MOTOR |  | 23941
4117.688 | COMBUSTION HEAD FLANGE |  | 4699
4117.689 | FLANGE |  | 6457
4117.690 | DISPLAY BRACXKET |  | 2664
4117.692 | RESET WIRES |  | 632
4117.695 | THERMOSTAT WIRE |  | 632
4117.697 | THERMOSTAT WIRE |  | 359
4117.698 | SUCTION FIBER PIPE |  | 4027
4117.699 | OIL PIPE |  | 4352
4117.700 | CAP |  | 138
4117.704 | MOTOR + FAN |  | 22163
4117.706 | PUMP |  | 41730
4117.707 | SOLENOID PUMP 2-STEP 120V 60HZ |  | 41035
4117.709 | PIPE HOLDER |  | 3388
4117.732 | LABEL PLATE |  | 3922
4117.735 | FRONT PROTECTION |  | 7761
4117.739 | SIDE PLATE RX |  | 12242
4117.741 | SIDE PLATE SX |  | 12242
4117.747 | WIRES KIT |  | 4432
4117.750 | NOZZLE |  | 6093
4117.751 | NOZZLE |  | 6093
4117.757 | STRAIGHT NIPPLE |  | 1236
4117.760 | COMBUSTION CHAMBER |  | 55294
4117.762 | FRONT PROTECTION |  | 5739
4117.785 | COMBUSTION CHAMBER | replaced by 4117.674 | 54936
4117.795 | CONTROL PANEL WIRES KIT |  | 7069
4117.797 | CONTROL PANEL WIRES KIT |  | 5598
4117.801 | PC-BOARD |  | 36241
4117.802 | PHOTOCELL SENSOR |  | 6627
4117.803 | WIRE THERMOSTAT BALCK UL |  | 1020
4140.036 | HANDLE |  | 8701
4140.067 | PLASTIC COVER (YELLOW) |  | 42446
4140.068 | FILTER COVER |  | 3805
4140.078 | WASHER |  | 87
4140.093 | WATER PIPE |  | 2594
4140.094 | SCREW |  | 107
4140.104 | GASKET |  | 690
4140.108 | FRONT DOOR |  | 10305
4140.147 | DISCHARGE CAP OF WATER TANK |  | 991
4140.158 | HOURS COUNTER |  | 10305
4140.160 | FILTER HOLDER |  | 8986
4140.161 | BACK PANEL |  | 16227
4140.162 | PCB MACHINE | replaced by 4140.201 | 16230
4140.163 | SIDE PANELS (R - L) |  | 42191
4140.164 | METAL TOP |  | 8116
4140.165 | UPPER TRAY |  | 1919
4140.166 | MOTORFAN WITH GRILLE |  | 45569
4140.167 | SOLENOID VALVE |  | 19448
4140.168 | VERTICAL PANEL |  | 11361
4140.169 | FAN CAPACITOR |  | 2841
4140.170 | INTERMEDIATE PANEL |  | 11361
4140.171 | TANK |  | 8116
4140.172 | COMPRESSOR |  | 136840
4140.173 | WHEEL AXLE L=637 MM |  | 4442
4140.174 | BOTTOM PANEL |  | 11361
4140.175 | RISER R+L |  | 5685
4140.176 | RELAY |  | 8985
4140.177 | MICROSWITCH WITH SUPPORT |  | 3786
4140.178 | SPRING |  | 1017
4140.179 | TANK SUPPORT |  | 16227
4140.180 | THERMOSTAT | replaced by 4140.230 | 7885
4140.181 | COMPRESSOR CAPACITOR |  | 6809
4140.182 | RISERS |  | 1919
4140.183 | VERTICAL PANEL |  | 5727
4140.186 | CONTROL PANEL AND LABEL | replaced by 4141.104 | 54033
4140.187 | CONTROL PANEL BC340 |  | 50011
4140.190 | WHEEL |  | 13595
4140.193 | KIT ELECTROVALVE |  | 27457
4140.196 | REINFORCE PANEL |  | 22721
4140.199 | INLET VALVE |  | 26381
4140.201 | ELECTRONIC CARD |  | 16230
4140.202 | LOWER CONDENSATE COLLECTING TRAY |  | 4927
4140.203 | WHEEL DH 26 | replaced by 4140.283 | 1975
4140.204 | DEHUMIDOSTAT KNOB |  | 2841
4140.205 | CONTROL PANEL WITH CAP |  | 5795
4140.206 | SUPPORT PCB |  | 3866
4140.207 | RIGHT PANEL |  | 21099
4140.209 | TOP PANEL |  | 17848
4140.210 | INSIDE GRILLE |  | 21099
4140.211 | OUTSIDE GRILLE |  | 21099
4140.212 | LOWER FRONT PANEL |  | 14603
4140.213 | EVAPORATOR |  | 56766
4140.214 | LOWER CONDENSATE COLLECTING TRAY |  | 12174
4140.215 | TOP TRAY |  | 1919
4140.216 | CONDENSER |  | 67616
4140.217 | SUPPORT MOTORFAN |  | 9739
4140.218 | MOTORFAN | replaced by 4140.166 | 45569
4140.219 | WHEEL |  | 5795
4140.220 | COMPRESSOR |  | 116554
4140.221 | COMPRESSOR STARTING GROUP |  | Not available
4140.222 | REFRIGERANT FILTER WITH CAPILLARY |  | 24342
4140.223 | TANK |  | 20606
4140.224 | FLOAT |  | 8116
4140.225 | INSIDE CABLING |  | 11361
4140.226 | SUPPLY CABLE |  | 7647
4140.227 | MICROSWITCH |  | 3786
4140.228 | AIR FILTER |  | 6622
4140.229 | FILTER HOLDER |  | 11361
4140.230 | THERMOSTAT WITH HOT GAS |  | 7885
4140.231 | SOLENOID VALVE |  | 19472
4140.232 | HANDLE |  | 6625
4140.233 | PIPE HANDLE |  | 12983
4140.234 | FOOT |  | 1892
4140.235 | AXIL WHEEL |  | 3786
4140.236 | INOX TANK SUPPORT |  | 16227
4140.237 | BACK PANEL |  | 16227
4140.238 | UPPER BOTTOM |  | 11361
4140.239 | BOTTOM |  | 11361
4140.240 | RISER |  | 2841
4140.241 | VERTICAL PANEL |  | 11361
4140.242 | AIR FILTER LOCK |  | 8116
4140.243 | CAPACITOR |  | 6625
4140.244 | SUPPORT EVAPORATOR |  | 8116
4140.245 | DEHUMIDOSTAT |  | 6285
4140.246 | EVAPORATOR |  | 33109
4140.247 | TOP TRAY |  | 2863
4140.248 | CONDENSER |  | 55185
4140.249 | IMPELLER |  | 4763
4140.250 | MOTORFAN |  | 11465
4140.251 | FAN BRACKET |  | 2863
4140.252 | COMPRESSOR |  | 106410
4140.253 | COMPRESSOR STARTING GROUP |  | Not available
4140.254 | REFRIGERANT FILTER WITH CAPILLARY |  | 24342
4140.255 | TANK | replaced by 4140.171 | 8116
4140.256 | SPRING |  | 1919
4140.257 | INSIDE CABLING DH 44/62 |  | 9739
4140.258 | MICROSWITCH |  | 2958
4140.259 | AIR FILTER | replaced by set 4515.991 | Not available
4140.260 | FILTER HOLDER | replaced by set 4515.991 | Not available
4140.261 | SOLENOID VALVE |  | 16227
4140.262 | HANDLE |  | 16560
4140.263 | INOX TANK SUPPORT |  | 12172
4140.264 | CONDENSER |  | 64913
4140.265 | COMPRESSOR |  | 109796
4140.266 | COMPRESSOR STARTING GROUP |  | 24342
4140.267 | REFRIGERANT FILTER WITH CAPILLARY |  | 24342
4140.268 | MICROSWITCH |  | 2958
4140.269 | CONDENSER |  | 24342
4140.270 | IMPELLER |  | 2958
4140.271 | MOTOR FAN |  | 5421
4140.272 | FAN BRACKET |  | 1919
4140.273 | FILTER WITH CAPILLARY |  | 24342
4140.274 | WATER TRAY |  | 1975
4140.275 | COMPRESSOR STARTING GROUP |  | 68967
4140.276 | COMPRESSOR |  | 64913
4140.277 | FLOAT WITH SUPPORT |  | 3959
4140.278 | TANK |  | 10802
4140.279 | FITTING FOR WASTE PIPE |  | 3140
4140.280 | SUPPLY CABLE |  | 7568
4140.281 | AIR FILTER LOCK | replaced by set 4515.991 | Not available
4140.282 | SUPPORT AXIL WHELL |  | 3218
4140.283 | WHEEL DH 26 |  | 1975
4140.284 | WHEEL COVER |  | 1892
4140.285 | BACK PANEL |  | 8116
4140.286 | UPPER BOTTOM |  | 6625
4140.287 | BOTTOM |  | 6625
4140.288 | RISER |  | 1892
4140.289 | INSIDE CABLING |  | 4733
4140.290 | SUPPORT EVAPORATOR |  | 7568
4140.291 | DEHUMIDOSTAT KNOB |  | 2841
4140.292 | TOP TRAY |  | 4872
4140.293 | EVAPORATOR |  | 32453
4140.294 | LOWER CONDENSATE COLLECTING TRAY |  | 8277
4140.295 | OUTSIDE GRILLE DH44/62 |  | 17848
4140.296 | CAPACITOR DH62 | replaced by 4141.090 | 6897
4140.297 | RELAY FINDER |  | Not available
4140.299 | INSIDE GRILLE |  | 5030
4140.300 | PIPE HANDLE |  | 12983
4140.335 | LOWER FRONT PANEL |  | 14603
4140.336 | BACK PANEL |  | 16227
4140.340 | PIPE HANDLE |  | 12983
4140.342 | HANDLE |  | 12983
4140.343 | METAL COVER |  | 23533
4140.344 | GRILLE |  | 8116
4140.345 | WATER OUTLET |  | 2841
4140.346 | SWITCH |  | 2841
4140.347 | PLATE |  | 1452
4140.348 | TRANSFORMER |  | 48686
4140.350 | STRAIN RELIEF |  | 945
4140.351 | AXLE DH62 |  | 3822
4140.352 | LOCK BLOCK TANK |  | 1892
4140.353 | PANEL STICKER |  | 2365
4140.354 | HOSE HOLDER |  | 4646
4140.426 | ELECTROVALVE WITH COIL |  | 16227
4140.427 | COMPRESSOR |  | 64913
4140.428 | COMPRESSOR |  | 71800
4140.429 | SWITCH FAN SPEED |  | 1909
4140.430 | FLOATING SENSOR |  | 3218
4140.431 | CAPACITOR BELT |  | 954
4140.432 | BOTTOM |  | 8927
4140.433 | FIRST FLOOR |  | 7647
4140.434 | OMEGA WHEEL DX |  | 2863
4140.435 | VERTICAL PANEL |  | 6683
4140.436 | BACK PANEL |  | 4775
4140.437 | ELECTRICAL BOX |  | 5727
4140.438 | TOP ELECTRICAL BOX |  | 2863
4140.439 | PLENUM FAN CONVEYOR |  | 3820
4140.440 | FAN CONVEYOR |  | 5727
4140.441 | EVAPORATOR |  | 26887
4140.442 | CONDENSER |  | 24342
4140.443 | EVAPORATOR TRAY |  | 5338
4140.444 | DOOR ELECTRICAL BOX DUAL VOLTAGE |  | 2863
4140.445 | PCB SUPPORT |  | 1909
4140.446 | PCB FLOAT SUPPORT |  | 954
4140.447 | TOP COILS |  | 1909
4140.448 | SENSOR SUPPORT |  | 1909
4140.449 | COILS PROTECTION |  | 1909
4140.450 | COVER FLANGE |  | 3820
4140.451 | DUCT CABLES |  | 2863
4140.452 | AXIAL PIPE |  | 3820
4140.453 | PROTECTION PUMP CONNECTION |  | 1909
4140.454 | PROTECTION OUTPUT CABLES |  | 2863
4140.455 | OMEGA WHEEL SX |  | 2863
4140.456 | COILS SUPPORT |  | 1909
4140.457 | LABEL |  | 1909
4140.458 | DOOR ELECTRIC BOX DUAL VOLTAGE |  | 2863
4140.459 | REINFORCE WHEEL |  | 3820
4140.460 | WIRING PROTECTION |  | 1909
4140.461 | RISE FOR TRAY |  | 1909
4140.462 | EVAPORATOR |  | 24342
4140.463 | CONDENSER |  | 24342
4140.464 | TOP COILS |  | 1909
4140.465 | RESISTANCE ADJUSTAMENT SPEED |  | 2863
4140.466 | FAN GRILLE |  | 3820
4140.467 | FAN MOTOR |  | 28618
4140.468 | FAN CAPACITOR |  | 2863
4140.469 | CONNECTION 90° | replaced by 4160.647 | 819
4140.470 | SWITCH DUAL VOLTAGE | replaced by 4100.143 | 1438
4140.471 | PROTECTION SWITCH DUAL VOLTAGE |  | 394
4140.472 | SOCKET FOR CONNECTION 90° | replaced by 4161.400 | 1851
4140.473 | SOCKET 6 PIN |  | 6683
4140.474 | RED LED |  | 1012
4140.475 | CAP CONNECTION 90° | replaced by 4162.467 | 1890
4140.476 | RUBBER PIPE 8X12 |  | 1909
4140.477 | PCB FLOAT |  | 14350
4140.478 | HOSE HOLDER Ø16 |  | 2120
4140.479 | POWER CORD SCHUKO |  | 5727
4140.480 | REFRIGERANT FILTER+CAPILLARY |  | 24342
4140.481 | TANK COMPLETE |  | 8986
4140.482 | KIT PIVOT ROTATION |  | 6254
4140.483 | AUTO-TRANSFORMER |  | 40571
4140.484 | HOSE HOLDER Ø10 |  | 1892
4140.485 | DRAINAGE CANAL |  | 5727
4140.486 | AIR FILTER |  | 4230
4140.487 | POWER CORD 115V |  | 6683
4140.488 | REFRIGERANT FILTER+CAPILLARY |  | 24342
4140.489 | COMPRESSOR CAPACITOR |  | 3820
4140.521 | DISCHARGE CAP |  | 733
4140.523 | WATER LEVEL SENSOR BC80 |  | 4522
4140.524 | REMOTE CONTROL |  | 3274
4140.645 | DRIP TRAY DH 25 |  | Not available
4140.646 | DRIP TRAY DH 40/55 |  | 8524
4140.647 | DRIP TRAY DH 80 |  | Not available
4140.648 | WHEEL DH 25 |  | Not available
4140.649 | WHEEL DH 40/55/80 |  | Not available
4140.653 | WASHER R21 |  | Not available
4140.655 | CONTROL BOX DH 25/40/55/80 |  | 33680
4140.656 | PROBE |  | 3216
4140.657 | FILTER DH 25 |  | 7351
4140.658 | FILTER DH 40 |  | 7631
4140.659 | FILTER DH 55 |  | 8911
4140.660 | FILTER DH 80 |  | 9268
4140.661 | SWITCH DH |  | 2227
4140.662 | CLIPS AND CLAMPS |  | 88
4140.663 | CABLE PROTECTION R10 |  | 383
4140.665 | SCREW TE M6X30 |  | 94
4140.670 | NUT M6 |  | 88
4140.673 | ELECTRICAL CABLE 3X1 WITH PLUG |  | Not available
4140.676 | SCREW TC6X1/2" NOT AVAILABLE |  | Not available
4140.679 | CLIP |  | Not available
4140.682 | FAN MOTOR DH 55 |  | 20963
4140.683 | FAN MOTOR DH 80 |  | 26330
4140.684 | FAN MOTOR DH 25 |  | 13163
4140.685 | FAN MOTOR DH 40 |  | 18035
4140.686 | FAN DH 25 |  | 1885
4140.687 | FAN DH 40 |  | 1885
4140.688 | FAN DH 55 |  | 3361
4140.689 | FAN DH 80 |  | 8293
4140.690 | SWITCH 1/0 DH |  | 1236
4140.692 | RED LAMP DH |  | 894
4140.693 | HOUR-COUNTER DH |  | 16575
4140.694 | BLACK PLASTIC KNOB DH |  | 954
4140.695 | HYGROSTAT DH |  | 8781
4140.697 | THERMOSTATIC VALVE DANFOSS DH 80 |  | 58993
4140.698 | SOLENOID VALVE PARKER DH 25 |  | 15113
4140.699 | SOLENOID VALVE PARKER (BODY) DH 80 |  | 21449
4140.700 | SOLENOID VALVE PARKER (BODY) DH 40/55 |  | 16089
4140.701 | ELECTRIC VALVE SPOOL PARKER DH |  | 6207
4140.702 | WATER CONTAINER DH 25 |  | 14625
4140.703 | WATER CONTAINER DH 40/55 |  | 18035
4140.704 | FLOAT LEVER DH 25/40/55 |  | 930
4140.705 | PLASTIC PIPE DH 25/40/55 |  | 315
4140.706 | FLOAT SUPPORT DH 25/40/55 |  | 88
4140.707 | FLOAT DH 25/40/55 |  | 835
4140.709 | CONNECTION DH 80 |  | 5571
4140.710 | RUBBER TUBE DH 80 |  | 649
4140.712 | CAPACITOR DH 25 |  | Not available
4140.713 | THERMOSTAT DH 25 |  | Not available
4140.716 | COMPRESSOR SANYO DH 55 |  | 95744
4140.717 | COMPRESSOR SANYO DH 80 |  | Not available
4140.718 | CAPACITOR DH 40/55/80 |  | 9755
4140.720 | THERMOSTAT DH 40 |  | 4313
4140.722 | THERMOSTAT DH 80 |  | Not available
4140.723 | CONDENSER DH 25 |  | Not available
4140.724 | CONDENSER DH 40 |  | Not available
4140.725 | CONDENSER DH 55 |  | Not available
4140.726 | CONDENSER DH 80 |  | Not available
4140.727 | FR 50 DRYER |  | Not available
4140.785 | VERTICAL WATER INLET VALVE FCA 5F |  | 9143
4140.821 | HOSE HOLDER D.10 | replaced by 4140.484 | Not available
4140.822 | FILTER LOCK |  | 2958
4140.823 | TOP PANEL BCF 230AL/AB/RB |  | 29327
4140.824 | WATER DIFFUSER BCF 230 |  | 6703
4140.825 | SIDE PANEL BCF 230 |  | Not available
4140.826 | COOLING PAD |  | 18187
4140.827 | CONTROL BOX |  | 73794
4140.828 | MOTOR |  | 89451
4140.829 | CENTRIFUGAL FAN BCF 230RB |  | 229855
4140.830 | OUTLET PANEL |  | Not available
4140.831 | MOTOR SUPPORT |  | 29055
4140.832 | OUTLET PANEL |  | Not available
4140.833 | MOTOR |  | 100905
4140.834 | CONTROL BOX |  | 92585
4140.835 | CORNER BCF 230 |  | Not available
4140.836 | BOTTOM TANK |  | 54548
4140.837 | AIR DUCT |  | Not available
4140.838 | WATER PIPE 5 WAY |  | 666
4140.839 | TOP OUTLET PANEL |  | Not available
4140.840 | FAN |  | 24681
4140.841 | WATER PIPE |  | 2475
4140.842 | WATER PUMP |  | 22102
4140.843 | INLET VALVE | replaced by 4140.193 | Not available
4140.844 | MOTOR SUPPORT BCF 230AL/AU/AB |  | 1992
4140.845 | DRAIN VALVE |  | 15421
4140.846 | WATER LEVEL SENSOR |  | 4216
4140.847 | REMOTE CONTROL |  | 7358
4140.848 | LCD TOUCH PANEL |  | 24662
4140.849 | AIR NOZZLE FRAME |  | 9240
4140.850 | HORIZONTAL LOUVER |  | Not available
4140.851 | FIXING POLE FOR HORIZONTAL LOUVERS |  | Not available
4140.852 | VERTICAL LOUVERS |  | 481
4140.853 | LINK LEVER FOR HORIZONTAL LOUVERS |  | Not available
4140.854 | MANUAL REGULATING LEVER |  | 461
4140.855 | LINK LEVER FOR VERTICAL LOUVERS |  | 461
4140.856 | SIDE PANEL (RIGHT) |  | 13950
4140.857 | SIDE PANEL (LEFT) |  | 13950
4140.858 | TOP COVER |  | 8243
4140.859 | HANDLE CCX 2.5 |  | 1675
4140.860 | CENTRIFUGAL FAN |  | 19742
4140.861 | WIND-GUIDING LOOP |  | 1719
4140.862 | FOAM FOR WIND DUCT |  | 8221
4140.863 | WATER DISTRIBUTION WARE |  | 1008
4140.864 | BACK COVER |  | 12604
4140.865 | FILTER NET |  | 5583
4140.866 | WATER TRAY |  | 1171
4140.867 | CAP FOR DRAIN |  | 241
4140.868 | COVER FOR WATER TANK |  | 3460
4140.869 | WATER TANK |  | 14566
4140.870 | WATER SLOT |  | 799
4140.871 | MOTOR FIXING PLATE |  | 2574
4140.872 | FRONT PANEL |  | 10552
4140.873 | DECORATIVE ROUND PLATE |  | Not available
4140.874 | KEYSTROKE 1 |  | 262
4140.875 | CONTROL PANEL |  | Not available
4140.876 | ECCENTRIC WHEEL |  | Not available
4140.877 | POWER CORD |  | 6909
4140.878 | KEYSTROKE SUPPORT |  | 99
4140.879 | KEYSTROKE 2 |  | Not available
4140.880 | SLIDING POLE |  | Not available
4140.881 | WATER HOSE |  | 2246
4140.882 | TRANSMISSION BELT |  | 3274
4140.889 | CLIP FOR WATER SLOT CCX 2,5 |  | Not available
4140.902 | FRONT COVER FOR WATER INDICATION |  | Not available
4140.903 | AIR FILTER |  | 12891
4140.904 | LDC CONTROL AND PANEL + REMOTE |  | 26778
4140.905 | AUTOMATIC DIFFUSER |  | 28271
4140.906 | COOLING CASING |  | Not available
4140.907 | FRONT MESH |  | Not available
4140.908 | CABLE REEL |  | 656
4140.909 | WATER LEVEL DISPLAYER |  | 2479
4140.910 | WATER INLET HOLE |  | 733
4140.911 | WIRE RING |  | 1544
4140.912 | ELECTRIC WIRE |  | 4949
4140.913 | WATER LEVEL SENSOR BRACKET |  | 547
4140.914 | WATEL LEVEL SENSOR |  | 2759
4140.915 | WATER TANK |  | 23814
4140.916 | BACK WHEEL |  | 3460
4140.917 | FRONT WHEEL |  | 3033
4140.918 | DRAIN VALVE |  | 723
4140.919 | PIPE CLAMP |  | 133
4140.920 | WATER PIPE |  | 743
4140.921 | FAN |  | 20978
4140.922 | FAN MOTOR |  | 69294
4140.923 | WATER DISTRIBUTOR |  | 8934
4140.924 | FAN BRACKET |  | 2902
4140.925 | COOLING PAD |  | 26202
4140.926 | DUST-PROOF NET |  | 8323
4140.927 | COOLING PAD UPPER BRACKET |  | 5593
4140.928 | WATER PUMP |  | 6064
4140.929 | INOX CLIP |  | 262
4140.930 | WATER PUMP BRACKET |  | 666
4140.931 | PUMP FILTER |  | 1992
4140.932 | FLOAT |  | 1544
4140.933 | LCD CONTROL /PANEL /REMOTE |  | 27540
4140.934 | STAINLESS STEEL FRONT NET |  | 53128
4140.935 | COOLING CASING |  | Not available
4140.936 | CABLE REEL |  | 1370
4140.937 | VALVE ASSEMBLY |  | 22195
4140.938 | WIRE RING |  | Not available
4140.939 | ELECTRIC WIRE |  | 14249
4140.940 | BASE |  | 52916
4140.941 | WHEEL |  | 7922
4140.942 | DRAIN VALVE(MANUAL) | replaced by 4140.918 | 723
4140.943 | STRAIGHT PIPE BEND |  | 6093
4140.944 | WATER DISTRIBUTOR |  | 5857
4140.945 | PIPE CLAMP |  | 631
4140.946 | FAN |  | 20978
4140.947 | FAN MOTOR |  | 100322
4140.948 | FAN BRACKET |  | 6996
4140.949 | COOLING PAD |  | 50193
4140.950 | COOLING PAD FASTEN SHEET |  | 13059
4140.951 | STAINLESS STEEL BACK NET |  | 64255
4140.952 | COOLING PAD BRACKET |  | 32643
4140.953 | WATER LEVEL SENSOR FIXTURE |  | 1489
4140.954 | WATER LEVEL SENSOR |  | 1918
4140.955 | WATER PIPE |  | 743
4140.956 | STAINLESS CLIP |  | 185
4140.957 | WATER PUMP |  | 8135
4140.958 | PUMP FILTER |  | 1992
4140.959 | FLOAT | replaced by 4140.932 | 1544
4140.960 | AIR FILTER MAGNET BCF 230 |  | 114
4140.961 | AIR FILTER WITH MAGNET |  | 10460
4140.962 | REMOTE CONTROL |  | 1489
4140.963 | REMOTE CONTROL |  | 1489
4140.965 | COPERTURA PER BIO COOLERS BCF 230 |  | 16849
4140.966 | WATER LEVEL SENSOR CCX 2,5 |  | 4269
4140.967 | TOP COVER |  | 10057
4140.968 | REAR WATER DISTRIBUTOR |  | 1391
4140.969 | PILLAR |  | 4466
4140.970 | REAR COOLING PAD |  | 13326
4140.971 | FAN MOTOR BC80 |  | 58563
4140.972 | FAN BC80 |  | 10237
4140.973 | SIDE PLASTIC PANEL |  | 9143
4140.974 | WATER TANK |  | 24058
4140.975 | WHEELS HOLDER |  | 9172
4140.976 | CONTROL BOARD BOX |  | 3987
4140.977 | LOURVER FRAME &LOUVER BC80 |  | 18634
4140.978 | MESH ENCLOSURE |  | 6848
4140.979 | AIR HOSE |  | 18049
4140.980 | WATER PUMP BC80 |  | 8252
4140.984 | 6 PIN PLUG WITH BRIDGE |  | Not available
4140.985 | BELT |  | 3274
4140.986 | SIDE WATER DISTRIBUTOR |  | 1391
4140.987 | REAR PLASTIC PANEL BC80 |  | 8288
4140.988 | SIDE COOLING PAD BC80 |  | 10268
4140.989 | WHEEL BC80 |  | 11358
4140.990 | DISPLAY CONTROL PANEL BC80 |  | 6416
4140.991 | CONTROL PANEL BC80 |  | 12121
4140.992 | SWING MOTOR BC80 |  | 5233
4140.993 | MOTOR SUPPORT |  | 1620
4141.001 | CONTROL PANEL AND LABEL |  | 2120
4141.004 | CAPACITOR |  | 2814
4141.007 | PC BOARD |  | 11526
4141.008 | CAPACITOR |  | 2814
4141.009 | LCD TOUCH PANEL WIRE |  | 1761
4141.011 | AIR NOZZLE FRAME |  | Not available
4141.012 | HORIZONTAL LOUVER |  | Not available
4141.013 | FIXING POLE FOR HORIZONTAL LOUVERS |  | Not available
4141.014 | SIDE PANEL (RIGHT) |  | Not available
4141.015 | SIDE PANEL (LEFT) |  | Not available
4141.016 | TOP COVER |  | Not available
4141.017 | HANDLE |  | Not available
4141.018 | BACK COVER |  | Not available
4141.019 | FILTER NET |  | Not available
4141.020 | CAP FOR DRAIN |  | Not available
4141.021 | WATER SLOT |  | Not available
4141.022 | FRONT PANEL |  | Not available
4141.023 | DECORATIVE BOARD |  | Not available
4141.024 | CONTROL PANEL |  | Not available
4141.025 | REMOTE CONTROLLER |  | Not available
4141.026 | BOTTOM TANK DISK |  | Not available
4141.029 | COOLING PAD BCF 330AB |  | 73697
4141.031 | CONTROL BOX BCF 330AB |  | 167768
4141.033 | AXIAL FAN BCF 330AB |  | 28790
4141.034 | WATER LEVEL SENSOR BCF 330AB |  | 4150
4141.036 | FLOAT VALVE |  | 1901
4141.037 | WATER DRAIN VALVE BCF 330AB |  | 136937
4141.041 | REMOTE CONTROL |  | 7225
4141.042 | LCD TOUCH PANEL |  | 24681
4141.043 | REMOTE CONTROL BCF 330AB |  | 10237
4141.044 | REMOTE CONTROL |  | 949
4141.045 | CONTROL PANEL |  | 1270
4141.046 | DISPLAY BOARD |  | 5627
4141.047 | PC BOARD |  | 8845
4141.048 | FRONT PANEL |  | 8954
4141.049 | SWING MOTOR CAP |  | 153
4141.050 | SWING MOTOR |  | 1938
4141.051 | OUTSIDE SWING BLADE |  | 4325
4141.052 | INSIDE SWING BLADE |  | 2540
4141.053 | FRONT GRILL |  | 2989
4141.054 | WATER INLET |  | 590
4141.055 | SINK |  | 1489
4141.056 | FLOAT VALVE | replaced by 4140.932 | 1544
4141.057 | WATER TANK |  | 11932
4141.058 | FRONT WHEEL |  | 865
4141.059 | DRAIN VALVE |  | 580
4141.060 | BACK WHEEL |  | 1008
4141.061 | FAN |  | 4896
4141.062 | SWITCH BOX |  | 843
4141.063 | CAPACITOR |  | 1401
4141.064 | FAN MOTOR |  | 19470
4141.065 | FAN BRACKET |  | Not available
4141.066 | WATER DISTRIBUTOR |  | 2091
4141.067 | TOP COVER |  | 3284
4141.068 | PIPE CLAMP |  | Not available
4141.069 | WATER PIPE |  | 743
4141.070 | SIDE COOLING PAD BRACKET |  | 262
4141.071 | SIDE COOLING PAD |  | 2145
4141.072 | SIDE PANEL |  | 5080
4141.073 | SIDE DUST NET |  | 2584
4141.074 | POWER CORD | replaced by 4140.912 | 4949
4141.075 | PUMP FILTER | replaced by 4140.931 | 1992
4141.076 | CLIP |  | Not available
4141.077 | WATER PUMP | replaced by 4140.928 | 6064
4141.078 | WATER LEVEL SENSOR |  | 1970
4141.079 | WATER PUMP BRACKET |  | 196
4141.080 | BACK COOLING PAD BRACKET |  | 352
4141.081 | BACK COOLING PAD |  | 4007
4141.082 | BACK PANEL |  | 8211
4141.083 | BACK DUST NET |  | 4293
4141.084 | ANION GENERATOR |  | 2190
4141.087 | TEMPERATURE SONDE |  | 733
4141.088 | DISPLAY BOARD |  | 5080
4141.089 | PC BOARD |  | 7982
4141.090 | COMPRESSOR CAPACITOR |  | 6897
4141.091 | WHEEL AXLE |  | 4733
4141.093 | WATER PIPE | replaced by 4140.093 | 2594
4141.099 | SWING MOTOR |  | 1433
4141.104 | CONTROL PANEL BC120 BC220 | replaced by 4250.437 | 49902
4141.105 | DISPLAY BOARD |  | 54519
4141.106 | UV LAMP FOR BIOCOOLER | replaced by 4250.427 | 10795
4141.107 | POLYSTYRENE PACKAGING BASE |  | Not available
4141.108 | STRAIN RELIEF PG21 |  | Not available
4141.109 | STRAIN RELIEF M24X1,5 |  | Not available
4141.110 | BLACK FLEXIBLE CABLE TIE 1 METER |  | Not available
4141.111 | WIRE TEMPERATURE SONDE |  | Not available
4141.112 | SCREW TE M8X35 INOX |  | Not available
4141.113 | WASHER M8 INOX |  | Not available
4141.114 | SCREW TE M6X20 INOX |  | Not available
4141.115 | NUT M6 FLANGED INOX |  | Not available
4141.116 | SCREW SELF-TAPPING TCC 4,8X30 INOX BLACK |  | Not available
4141.117 | SCREW SELF-TAPPING TCC 4,8X20 INOX BLACK |  | Not available
4141.118 | SCREW SELF-TAPPING TCC 4,8X12 INOX BLACK |  | Not available
4141.119 | SCREW SELF-TAPPING TCC 3,9X15 INOX BLACK |  | Not available
4141.120 | FRONT PLASTIC FRAME + FLAPS + SWING MOTOR |  | 28842
4141.121 | UPPER PLASTIC CASE - BC220 |  | 49626
4141.122 | FRONT INOX NET - MESH 10X10 MM |  | 10152
4141.123 | FAN-YELLOW RAL 1006-5 BLADES |  | 18897
4141.124 | WATER DISTRIBUTOR + CAP + 90° PLASTIC PLUG |  | 6135
4141.125 | REAR DUST NET - BC220 |  | 4699
4141.126 | UPPER PLASTIC BRACKET - BC220 |  | 5804
4141.127 | METAL FLOAT VALVE WITH PLUG G 1/2 |  | 5598
4141.128 | PLASTIC LATERAL BRACKET FOR NET |  | 1394
4141.129 | PLASTIC CENTRAL BRACKET FOR NET |  | 1394
4141.130 | UPPER POLYSTYRENE PACKAGING |  | Not available
4141.131 | SCREW TE M6X30 INOX |  | Not available
4141.134 | PC-BOARD SUPPORT |  | Not available
4141.150 | LEFT AIR EXIT |  | Not available
4141.151 | RIGHT AIR EXIT |  | Not available
4141.152 | WATER PIPE |  | 1967
4141.154 | REAR DUST FILTER |  | 4638
4141.155 | LATERAL DUST FILTER |  | 3687
4141.157 | TEMPERATURE SENSOR |  | 920
4141.158 | DISPALY CONTROL PANEL |  | 6569
4141.159 | CONTROL PANEL |  | 13201
4141.160 | REMOTE CONTROL |  | 1518
4141.164 | TEMPERATURE SONDE |  | 547
4141.165 | CAPACITOR |  | 2045
4141.166 | CAPACITOR PLATEN |  | 145
4141.167 | SWING MOTOR COVER |  | 145
4141.168 | SWING MOTOR |  | 2096
4141.169 | SWING MOTOR PLATEN |  | Not available
4141.170 | MIDDLE SUPPORT |  | 867
4141.171 | OUTSIDE SWING BLADE |  | 6526
4141.172 | INSIDE SWING BLADE |  | 6817
4141.173 | FRONT MESH |  | 3191
4141.174 | COOLING CASING |  | 33954
4141.175 | CABLE REEL |  | Not available
4141.176 | WIRE RING |  | Not available
4141.177 | ELECTRIC WIRE |  | 4524
4141.178 | WATER INLET HOLE |  | 723
4141.179 | WATER LEVEL DISPLAYER |  | 4090
4141.180 | WATER TANK |  | 21357
4141.181 | FRONT WHEEL |  | 2737
4141.182 | DRAIN VALVE |  | 692
4141.183 | BACK WHEEL |  | 3065
4141.184 | WATER LEVEL SENSOR FIXTURE |  | 145
4141.185 | WATER LEVEL SENSOR |  | 1363
4141.187 | STAINLESS CLIP |  | Not available
4141.189 | WATER PUMP PLATEN |  | Not available
4141.190 | PUMP FILTER |  | Not available
4141.191 | METAL FLOAT |  | 5598
4141.193 | WATER PIPE |  | 723
4141.195 | FAN |  | 16378
4141.196 | FAN MOTOR |  | 51389
4141.197 | WATER DISTRIBUTOR |  | 5432
4141.198 | FAN BRACKET |  | 3077
4141.199 | COOLING PAD |  | 16840
4141.200 | DUST-PROOF NET |  | 8706
4141.201 | COOLING PAD FASTEN SHEET |  | 5659
4141.208 | FRONT SWING GRILLE |  | 56418
4141.210 | SCREW |  | Not available
4141.211 | RUBBER FOOT |  | 133
4141.212 | REMOVABLE FOAM CAP WITH ROPE |  | 4826
4141.213 | UPPER HALF SHELL |  | Not available
4141.214 | BUCKLE |  | Not available
4141.215 | FILTER G4 | replaced by 4610.200 | Not available
4141.216 | H13 HEPA FILTER |  | 55563
4141.217 | FIXED BUCKLE |  | Not available
4141.218 | LOWER HALF SHELL |  | Not available
4141.219 | LARGER AIR OUTLET |  | 2870
4141.220 | GFCI |  | 3908
4141.221 | ON/OFF ROCKET SWITCH |  | 14557
4141.222 | STRAIN RELIEF |  | Not available
4141.223 | POWER CORD |  | Not available
4141.224 | NUT |  | Not available
4141.227 | LED |  | 12951
4141.228 | AC-MOTOR |  | 42272
4141.230 | FIXED PLATE |  | Not available
4141.231 | LARGER & WIDER AIR OUTLET |  | 3908
4141.232 | SWITCH KNOB |  | 767
4141.233 | PRESSURE PROBE |  | Not available
4141.234 | LOOSE LEAF HINGE |  | Not available
4141.235 | COVER ROPE |  | Not available
4141.236 | AC-MOTOR 110V |  | 66817
4141.241 | UV WATER LAMP |  | Not available
4141.242 | WATER ADJUSTABLE VALVE |  | 4048
4141.249 | WHEEL |  | 10091
4141.250 | PLASTIC BODY |  | 185802
4141.251 | TANK CAP |  | 3422
4141.252 | HANDLE |  | 18391
4141.253 | INTERNAL MOTOR FLANGE BRACKET |  | 7483
4141.254 | EXTERNAL MOTOR FLANGE PLATE |  | 2264
4141.255 | DISPLAY BOARD FRAME |  | 6533
4141.256 | LOWER COOLING PAD BRACKET |  | 29000
4141.257 | UPPER COOLING PAD BRACKET |  | 24266
4141.258 | UPPER BRACKET |  | 9357
4141.259 | EXTERNAL GRILLE CLIP |  | 3888
4141.260 | EXTERNAL GRILLE |  | 59286
4141.261 | EXTERNAL PAD BRACKET |  | 9940
4141.262 | REAR WHEEL BRACKET |  | 27372
4141.263 | FRONT WHEEL BRACKET |  | 27372
4141.264 | DRAIN CAP |  | 1591
4141.265 | INTERNAL COMPONENTS BRACKET |  | 23616
4141.279 | WATER LEVEL SENSOR BRACKET |  | 1312
4141.280 | EXTERNAL PAD BRACKET PLATE |  | 1986
4141.281 | WATER PUMP BRACKET |  | 6327
4141.282 | UV LAMP 18MM HOLDER | replaced by 4250.427 | 11052
4141.283 | WATER GATE BRACKET |  | 4957
4141.284 | UV LAMP BRACKET |  | 2559
4141.285 | MASTER PLATE |  | 9991
4141.286 | WATER GATE |  | 8213
4141.287 | HOSE HOLDER |  | 1564
4141.288 | WATER GATE EXTERNAL BRACKET |  | 1778
4141.289 | WATER GATE HANDLE |  | 5012
4141.306 | MOTOR CAPACITOR |  | 1838
4141.307 | FLOAT VALVE |  | 1970
4141.308 | POWER CORD |  | Not available
4141.309 | TANK CAP BRACKET |  | 417
4141.310 | FAN BLADE |  | 2803
4141.311 | FAN HUB |  | 7004
4141.314 | VENTILATION BLADE |  | 2145
4141.315 | FAN BLADE |  | 7895
4141.320 | MANUAL RESET BUTTON |  | 175
4141.321 | UPPER COVER |  | Not available
4141.322 | CONNECTING ROD |  | Not available
4141.323 | SUSPENSION BRACKET |  | Not available
4141.324 | FIXED BRACKET |  | Not available
4141.325 | TEMPERATURE CONTROL ROD |  | Not available
4141.326 | PILLAR TERMINAL |  | Not available
4141.327 | SUPPORT |  | Not available
4141.328 | MANUAL RESET THERMOSTAT |  | 1012
4141.329 | PC-BOARD |  | 8407
4141.330 | TERMINAL BASE |  | Not available
4141.331 | PROTECTIVE RING |  | Not available
4141.332 | SCREW |  | Not available
4141.333 | LOCKING GASKET |  | Not available
4141.334 | FLAT GASKET |  | Not available
4141.335 | ANGLE BASE CONTROL |  | Not available
4141.336 | RIVET |  | Not available
4141.337 | LEFT SHELL |  | Not available
4141.338 | FRONT PANEL |  | Not available
4141.339 | POWER SWITCH |  | 1012
4141.340 | MAIN FIXED BLADE |  | Not available
4141.341 | STRAIN RELIEF |  | Not available
4141.342 | HEATING ELEMENT |  | 5370
4141.343 | FRONT GRILLE |  | Not available
4141.344 | HEATING ELEMENT BRACKET |  | Not available
4141.345 | BOTTOM SHELL |  | Not available
4141.346 | POWER CORD |  | Not available
4141.347 | CONTROL POWER CORD |  | 6419
4141.348 | INSERTING |  | Not available
4141.349 | MOTOR FAN |  | 1132
4141.350 | MOTOR |  | 13267
4141.351 | INLET GRILLE |  | Not available
4141.352 | RIGHT SHELL |  | Not available
4141.353 | SCREW |  | Not available
4141.354 | CORD LID |  | Not available
4141.355 | CONTROL LABEL |  | Not available
4141.356 | TRANSPARENT COVER |  | Not available
4141.357 | CONTROL UPPER LID |  | Not available
4141.358 | BATTERY LID |  | Not available
4141.359 | CONTROL LOWER LID |  | Not available
4141.360 | SPRING 1 |  | Not available
4141.361 | SPRING 2 |  | Not available
4141.362 | SPRING 3 |  | Not available
4141.363 | CONTROL BASE |  | Not available
4141.365 | WATER LEVEL PIPE |  | 4758
4141.366 | FRONT METAL GRILLE |  | 11548
4141.376 | OSCILLATION KNOB |  | 320
4141.390 | LATERAL PANEL FILTER |  | 1329
4141.391 | LATERAL PANEL GRILLE |  | 7171
4141.392 | COOLING PAD |  | 9015
4141.393 | LATERAL PANEL FRAME |  | 6237
4141.394 | POWER CORD |  | Not available
4141.395 | WATER LEVEL SENSOR |  | 6676
4141.396 | PLASTIC HOOK |  | Not available
4141.397 | CORNER COLUMN |  | 3461
4141.398 | CONTROL DISPLAY FRAME |  | 694
4141.399 | MOTOR BRACKET |  | 1967
4141.400 | MOTOR |  | 51553
4141.401 | CORNER DISPLAY COLUMN |  | 3461
4141.402 | DRIVER |  | 58774
4141.403 | DRIVER BRACKET |  | Not available
4141.404 | WATER PUMP |  | 7800
4141.405 | WHEEL |  | 1620
4141.406 | WHEEL + BRAKE |  | 2132
4141.407 | DRAIN CAP |  | 1156
4141.408 | FLOAT VALVE |  | 7404
4141.409 | FAN |  | 6907
4141.410 | WASHER |  | 94
4141.411 | NUT |  | 281
4141.412 | CLIP |  | 281
4141.413 | UPPER PANEL |  | Not available
4141.414 | WATER DISTRIBUTOR |  | 2776
4141.415 | AIR EXIT GRILLE MECHANIC |  | 2389
4141.416 | AIR EXIT GRILLE |  | 13947
4141.417 | CONTROL DISPLAY |  | 11031
4141.418 | CONTROL DISPLAY CORD |  | 5824
4141.419 | REMOTE CONTROL |  | 7618
4141.427 | WATER TANK |  | 43690
4141.430 | MANUAL RESET BUTTON |  | 175
4141.431 | UPPER COVER |  | Not available
4141.432 | RELAY 1 |  | 9262
4141.433 | RELAY 2 |  | 11113
4141.434 | CONNECTING ROD |  | Not available
4141.435 | RIVET |  | Not available
4141.436 | TEMPERATURE CONTROL ROD |  | Not available
4141.437 | FIXED BRACKET |  | Not available
4141.438 | MANUAL RESET THERMOSTAT |  | 1012
4141.439 | MAIN FIXED PLATE |  | Not available
4141.440 | PROTECTIVE RING |  | Not available
4141.441 | FRONT PANEL |  | Not available
4141.442 | AIR FLUE |  | Not available
4141.443 | HEATING ELEMENT |  | 8303
4141.444 | POWER SWITCH |  | Not available
4141.445 | LEFT SHELL |  | Not available
4141.446 | THERMAL INSULATION PANEL |  | Not available
4141.447 | ANGLE CONTROL BASE |  | Not available
4141.448 | RIVET |  | Not available
4141.449 | SCREW |  | Not available
4141.450 | LOCKING GASKET |  | Not available
4141.451 | FLAT GASKET |  | Not available
4141.452 | SCREW |  | Not available
4141.453 | AIR OUTPUT NET |  | Not available
4141.454 | HEATING ELEMENT BRACKET |  | Not available
4141.455 | BOTTOM COVER |  | Not available
4141.456 | FIVE-PIN PLUG |  | Not available
4141.457 | POWER CORD |  | Not available
4141.458 | CONTROL POWER CORD |  | Not available
4141.459 | SUSPENSION BRACKET |  | Not available
4141.460 | STRAIN RELIEF 1 |  | Not available
4141.461 | STRAIN RELIEF 2 |  | Not available
4141.462 | TERMINAL BOX |  | Not available
4141.463 | TERMINAL BASE |  | Not available
4141.464 | SUPPORT |  | Not available
4141.465 | PC-BOARD |  | 8303
4141.466 | RIGHT SHELL |  | Not available
4141.467 | AIR INLET GRILLE |  | Not available
4141.468 | MOTOR |  | 14221
4141.469 | MOTOR FAN |  | Not available
4141.470 | CORD LID |  | Not available
4141.471 | CONTROL LOWER LID |  | Not available
4141.472 | BATTERY LID |  | Not available
4141.473 | SPRING 1 |  | Not available
4141.474 | SPRING 2 |  | Not available
4141.475 | SPRING 3 |  | Not available
4141.476 | CONTROL UPPER LID |  | Not available
4141.477 | CONTROL LABEL |  | Not available
4141.478 | TRNSPARENT COVER |  | Not available
4141.479 | CONTROL BASE |  | Not available
4141.480 | REMOTE CONTROLLER |  | 18107
4141.490 | UPPER PANEL |  | 47228
4141.491 | LOWER DUCT FLANGE |  | Not available
4141.492 | PLASTIC FLOAT VALVE |  | 2241
4141.493 | LOWER TANK PANEL |  | Not available
4141.494 | DRAIN VALVE |  | 7910
4141.495 | WATER PUMP |  | 17036
4141.496 | AIR EXIT CAP |  | Not available
4141.497 | LATERAL PANEL |  | Not available
4141.501 | FAN |  | 55191
4141.502 | AXIAL VENTILATOR SHEET COVER |  | Not available
4141.504 | HANDLE TOP RAL9005 |  | Not available
4141.505 | CONDENSER FILTER |  | 24373
4141.507 | HALF HANDLE |  | Not available
4141.508 | TIRE 250 |  | 6897
4141.510 | LAT.SX PANEL |  | Not available
4141.511 | ELECTRIC COMPARTMENT DOOR |  | Not available
4141.512 | CABLE L = 4 MT |  | Not available
4141.513 | METAL SLEEVE WITH FLANGE |  | 52821
4141.514 | EVAPORATOR FILTER |  | 13245
4141.515 | FRONT GRILLE |  | Not available
4141.516 | FRONT PANNEL |  | Not available
4141.517 | HANDLE DOWN |  | Not available
4141.518 | KNOB 8PZ |  | Not available
4141.519 | AIR SUPPLY PIPE + KNOBS |  | 63859
4141.520 | PANEL LAT.DX |  | Not available
4141.521 | EVAPORATOR |  | 72270
4141.529 | CONDENSER |  | 55185
4141.530 | BACK PANEL WITH CABLE OUTLET |  | Not available
4141.531 | TANK VANE |  | Not available
4141.532 | EVAPORATOR TRAY |  | Not available
4141.533 | 20L TANK |  | 15766
4141.534 | TANK SPACER |  | Not available
4141.536 | MICROSWITCH |  | Not available
4141.537 | MICRON SWITCH SUPPORT |  | Not available
4141.538 | MICRON PROTECTION |  | Not available
4141.539 | SPRING |  | Not available
4141.541 | CENTRIFUGAL FAN |  | 155910
4141.545 | THERMOSTATIC VALVE |  | 59131
4141.546 | ODS FILTER |  | 16560
4141.547 | DRYER FILTER BAND |  | Not available
4141.549 | KIT COMPRESSOR |  | 203541
4141.553 | FRONT UPRIGHT JUNCTION SUP.SX |  | Not available
4141.554 | LEFT FRONT UPRIGHT |  | Not available
4141.555 | FRONT UPRIGHT JUNCTION SUP. DX |  | Not available
4141.556 | RIGHT FRONT UPRIGHT |  | Not available
4141.557 | DISPLAY PROTECTION |  | Not available
4141.558 | DIGITAL DISPLAY |  | 8277
4141.559 | CONTROL PANEL |  | 9462
4141.560 | CONTROL PANEL LABEL |  | Not available
4141.561 | ELECTRIC VANE |  | Not available
4141.562 | HUMIDITY PROBE | replaced by 4141.652 | 6622
4141.563 | SUPPORT PCB FAN |  | Not available
4141.564 | PCB DIGIT FAN |  | 28387
4141.565 | FUSE HOLDER DISCONNECTOR |  | 7490
4141.566 | CONTACTOR 7.5KW |  | 24834
4141.567 | CAPACITOR BELT |  | Not available
4141.568 | CAPACITOR 55ĚF | replaced by 4141.655 | 11827
4141.569 | ELECTRONIC BOARD |  | 39738
4141.570 | LOW PRESSURE SWITCH |  | 23654
4141.571 | MANUAL RESET HIGH PRESSURE SWITCH |  | 23654
4141.572 | UPPER SUPPORT |  | Not available
4141.573 | LOWER SUPPORT |  | Not available
4141.574 | THERMOSTAT |  | 11827
4141.575 | TEMPERATURE PROBE | replaced by 4141.654 | 4230
4141.577 | LOWER FRONT PANEL |  | Not available
4141.578 | WHEEL |  | 2207
4141.579 | AIR FILTER |  | 2577
4141.582 | SOLENOID VALVE |  | 16560
4141.583 | RUN CAPACITOR |  | 6809
4141.585 | DISPLAY SUPPORT |  | 7160
4141.586 | BOTTOM PANEL |  | Not available
4141.587 | SOLENOID VALVE |  | 13957
4141.588 | COIL |  | 6622
4141.589 | MOTORFAN |  | 19712
4141.590 | IMPELLER | replaced by 4140.249 | 5795
4141.591 | FAN SUPPORT |  | Not available
4141.592 | THERMOSTAT |  | 11827
4141.593 | OUTSIDE GRILLE |  | Not available
4141.594 | HANDLE PIPE |  | Not available
4141.595 | BACK PANEL |  | Not available
4141.596 | INSIDE GRILLE |  | Not available
4141.597 | SIDE PANEL RIGHT |  | Not available
4141.598 | SIDE PANEL LEFT |  | Not available
4141.599 | COVER |  | Not available
4141.600 | DISPLAY LABEL |  | 4602
4141.601 | EVAPORATOR |  | 33109
4141.602 | CONDENSER |  | 55185
4141.603 | TANK |  | 21289
4141.604 | KIT COMPRESSOR |  | 106435
4141.605 | REFRIGERANT FILTER WITH CAPILLARY |  | 27593
4141.606 | ELECTRONIC CARD |  | 23637
4141.607 | DIGIT DISPLAY |  | 7885
4141.608 | BACK PANEL |  | Not available
4141.609 | TRANSFORMER SUPPORT |  | Not available
4141.610 | EVAPORATOR |  | Not available
4141.611 | KIT COMPRESSOR |  | 113529
4141.612 | REFRIGERANT FILTER WITH CAPILLARY |  | 27593
4141.613 | AUTOTRANSFORMER |  | 56173
4141.614 | FILTER SEAT |  | 6622
4141.615 | INSIDE GRILLE |  | 9462
4141.616 | BACK PANEL |  | Not available
4141.617 | PANNEL VANE SENSOR |  | Not available
4141.618 | DOOR |  | Not available
4141.619 | FRONTAL GRILL |  | Not available
4141.620 | COVER |  | 76872
4141.621 | TANK |  | 11827
4141.622 | KIT COMPRESSOR |  | 74506
4141.623 | REFRIGERANT FILTER WITH CAPILLARY |  | 27593
4141.624 | SOLENOID VALVE |  | 15766
4141.625 | CONDENSER |  | 35477
4141.626 | INSIDE GRILLE |  | 17738
4141.627 | SIDE PANEL RIGHT |  | Not available
4141.628 | SIDE PANEL LEFT |  | Not available
4141.629 | LOWER FRONT PANEL |  | Not available
4141.630 | INSIDE GRILLE |  | Not available
4141.631 | COVER |  | Not available
4141.632 | EVAPORATOR |  | 55185
4141.633 | AXIL WHEEL SUPPORT |  | 2941
4141.634 | KIT COMPRESSOR |  | 127724
4141.635 | REFRIGERANT FILTER WITH CAPILLARY |  | 35477
4141.636 | CONDENSER |  | 62414
4141.637 | PLENUM FAN PANNEL |  | Not available
4141.638 | COMAND PANNEL |  | Not available
4141.639 | DISPLAY LABEL |  | 6438
4141.640 | BACK PANNEL |  | Not available
4141.641 | KIT COMPRESSOR |  | Not available
4141.642 | REFRIGERANT FILTER WITH CAPILLARY |  | Not available
4141.643 | EVAPORATOR |  | 55185
4141.644 | CONDENSER |  | 51247
4141.645 | ELETTRICAL VANE |  | Not available
4141.646 | TRANSFORMER SUPPORT |  | Not available
4141.647 | ELETTRICAL CARD |  | 41155
4141.648 | DIGIT DISPLAY |  | 8514
4141.649 | COMAND PANNEL |  | Not available
4141.650 | RUN CAPACITOR |  | 6622
4141.651 | CONNECTOR 6 PIN |  | 5518
4141.652 | HUMIDITY SENSOR |  | 6622
4141.653 | DISPLAY PROTECTION |  | 3866
4141.654 | TEMPERATURE PROBE |  | 4230
4141.655 | RUN CAPACITOR |  | 11827
4141.656 | CABLE UK |  | Not available
4141.670 | AIR OUTLET GRILL |  | 6939
4141.671 | DISPLAY BOARD MOUNTING PLATE |  | 1414
4141.672 | DISPLAY BOARD |  | 17362
4141.673 | DISPLAY BOARD WATERPROOF PAD |  | 444
4141.676 | PCB BOARD |  | 14268
4141.679 | COMPRESSOR CAPACITOR |  | 2479
4141.681 | MOTOR |  | 16937
4141.683 | PLUG |  | 806
4141.684 | SOCKET |  | 496
4141.687 | TRANSFORMER |  | 109397
4141.689 | VOLTAGE PC BOARD |  | 5783
4141.691 | SOLENOID VALVE |  | 4740
4141.692 | SOLENOID VALVE BODY |  | 4740
4141.698 | COMPRESSOR |  | 94022
4141.701 | RUBBER WHEEL |  | 11506
4141.702 | AXLE CLIPPER |  | 785
4141.703 | DRAIN BASIN |  | 423
4141.704 | WATER HOSE |  | 228
4141.709 | INFRARED SWITCH FOR WATER LEAK |  | 2768
4141.710 | DRAIN PUMP |  | 38002
4141.712 | FILTER |  | 1549
4141.718 | HEAT EXCHANGER |  | 61651
4141.719 | DRAIN TRAY |  | 4070
4141.720 | DEFROST SENSOR |  | 3305
4141.721 | SENSOR BOX |  | 558
4141.729 | POWER CORD UK 110V |  | 9943
4141.731 | AIR INLET GRILL |  | 9739
4141.732 | WATER PUMP DOOR |  | 8024
4141.733 | CONNECTOR PG16 |  | 847
4141.735 | HANDLE |  | 8923
4141.736 | CORD BRACKET |  | 609
4141.737 | POWER CORD UK 110V |  | 14389
4141.740 | LATERAL PANEL FILTER |  | 2283
4141.741 | LATERAL PANEL GRILLE |  | 15875
4141.742 | COOLING PAD |  | 22838
4141.743 | LATERAL PANEL FRAME |  | 2943
4141.746 | WATER DISTRIBUTOR |  | 5195
4141.747 | MOTOR |  | 109628
4141.750 | FAN |  | 23911
4141.755 | UPPER PANEL |  | 55650
4141.756 | AIR EXIT CAP |  | 18821
4141.760 | LATERAL PANEL FILTER |  | 4151
4141.761 | LATERAL PANEL GRILLE |  | 21014
4141.762 | COOLING PAD |  | 28359
4141.763 | LATERAL PANEL FRAME |  | 6062
4141.766 | WATER DISTRIBUTOR |  | 7385
4141.767 | MOTOR |  | 125062
4141.770 | FAN |  | 33522
4141.780 | FRONT GUARD |  | 3470
4141.782 | THUMB SCREW |  | 114
4141.783 | LEFT MOVABLE SUPPORT ASSEMBLY |  | 857
4141.784 | ANTI-SLIP GLUE |  | 124
4141.785 | LEFT FIXED SUPPORT |  | 228
4141.787 | HANDLE |  | 372
4141.788 | RIGHT FIXED SUPPORT |  | 228
4141.789 | RIGHT MOVABLE SUPPORT ASSEMBLY |  | 857
4141.790 | FAN BLADE |  | 1632
4141.791 | REAR GUARD |  | 3211
4141.792 | MOTOR |  | 17772
4141.793 | SWITCH KNOB |  | 289
4141.794 | POWER ADAPTER |  | 6620
4150.050 | REGULATOR 0,5-1,5 BAR PL |  | 10358
4150.051 | REGULATOR 0,5-1,5 BAR UK |  | 10358
4150.052 | REGULATOR 0,5-1,5 BAR CZ |  | 10358
4150.053 | REGULATOR 0,5-1,5 BAR IT/GR |  | 10358
4150.054 | REGULATOR 0,5-1,5 BAR N/SV/FIN |  | 10358
4150.055 | REGULATOR 0,5-2 BAR PL |  | 10358
4150.056 | REGULATOR 0,5-2 BAR UK |  | 10358
4150.057 | REGULATOR 0,5-2 BAR CZ |  | 10358
4150.058 | REGULATOR 0,5-2 BAR IT/GR |  | 10358
4150.059 | REGULATOR 0,5-2 BAR N/SV/FIN |  | 10358
4150.060 | REGULATOR 0,5-1,5 BAR CHINA |  | 10358
4150.063 | REGULATOR 0,5-2 BAR CHINA 103KW |  | 10358
4150.065 | REGULATOR 0,3 BAR KOMBI |  | 6424
4150.066 | REGULATOR 0,7BAR KOMBI |  | 6424
4150.528 | STRAIN RELIEF BUSHING B35/70/100/150 |  | 394
4150.553 | BUMPER RUBBER BLP150 |  | 87
4150.623 | FAN BLP 46M/A D254 |  | 1489
4150.644 | GAS VALVE BLP 46/69 M+A |  | 9529
4150.673 | THERMOCOUPLE BLP M-MODELS |  | 2203
4150.710 | REGULATOR 1,5BAR N/SV/FIN |  | 9586
4150.711 | REGULATOR 1,5BAR IT/GR |  | 9586
4150.712 | REGULATOR 1,5BAR DE/PL | replaced by 4160.685 | 9586
4150.713 | REGULATOR 1,5BAR GB |  | 9586
4150.715 | REGULATOR 1,5BAR CZ |  | 9586
4150.717 | CONNECTION FAN EL+GAS |  | 372
4150.761 | ELECTRODE BLP 14/29 M | replaced by 4160.731 | 1261
4160.020 | ELECTROVALVE CABLE |  | 2392
4160.044 | ELECTRIC MOTOR |  | 5965
4160.045 | ELECTRIC MOTOR |  | 12454
4160.046 | ELECTRIC MOTOR |  | 13280
4160.047 | ELECTRIC MOTOR |  | 16283
4160.048 | GAS INLET NOZZLE |  | 690
4160.080 | AIR-TEMP FLOW SENSOR |  | 8675
4160.088 | RIVET POP |  | 258
4160.094 | MOTOR BRACKET B12E |  | 10509
4160.100 | PLUG-CONTRA 5 PIN 16 A |  | Not available
4160.102 | PLUG 5 P-MALE 16A 5/9KW | replaced by 4510.422 | 3169
4160.103 | PLUG 5 P-MALE 32A 15KW | replaced by 4510.411 | 4138
4160.114 | UPPER BASE BLACK 53-73 KW |  | 5850
4160.117 | SWITCH DUAL VOLTAGE |  | 1221
4160.139 | PLASTIC BASE |  | 5290
4160.159 | COMPLETE INOX COVER 73 KW |  | 21201
4160.197 | SWITCH B9-15TH |  | Not available
4160.198 | THERMOSTAT B3-TH | replaced by 4165.423 | Not available
4160.199 | THERMOSTAT B5-15TH |  | 17631
4160.237 | IGNITION ELECTRICAL FOLDER |  | 1836
4160.269 | ADAPTOR FOR GAS HEATERS |  | 2995
4160.272 | WASHER |  | 104
4160.281 | AIR PROBE COVER |  | 502
4160.283 | WASHER |  | 94
4160.299 | REDUCTION NIPPLES |  | 530
4160.346 | PC BOARD COVER |  | 950
4160.353 | FUSE HALL |  | 609
4160.382 | PLUG |  | 87
4160.421 | SCREW |  | 87
4160.423 | REGULATOR FILTER (TYPE A) |  | 170
4160.424 | REGULATOR SEAL PL |  | 105
4160.430 | RESET SWITCH |  | 1673
4160.467 | GAS BURNER |  | 12067
4160.479 | COVER ORANGE |  | 4947
4160.527 | GAS NOZZLE | replaced by 4160.766 | 588
4160.529 | GAS NOZZLE | replaced by 4160.770 | 588
4160.539 | POWER CORD | replaced by 4160.631 | 2084
4160.540 | POWER CORD |  | 2623
4160.548 | GROUND RIVET |  | 185
4160.550 | INOX COVER |  | 15300
4160.562 | ELECTROVALVE |  | 3749
4160.583 | ELECTROVALVE (DV) |  | 4332
4160.594 | CTRL BOX GENIUS SDS | replaced by 4162.718 | Not available
4160.600 | SCREW M4X10 |  | 87
4160.601 | SCREW |  | 87
4160.602 | SCREW M5X16 |  | 87
4160.613 | LOCKWASHER D.5 |  | 87
4160.614 | PLAIN WASHER M10 MODEL 30E-50E-70EKW |  | 87
4160.618 | NUT |  | 87
4160.620 | ELBOW 90 DGR.1/8IN MODEL 10-12-15(REG)KW |  | 748
4160.621 | ELBOW 90 DGR 1/8IN MODEL 30(E)KW |  | 1199
4160.623 | GAS NOZZLE 1/8IN MODEL 30(E)KW |  | 819
4160.627 | ELASTIC WASHER |  | 87
4160.631 | POWER CORD MODEL 50(E)-70(E)KW |  | 2084
4160.632 | FLAME PROBE BLP 30/50/70 E | replaced by 4160.731 | 1261
4160.635 | KEEPER WIRE DEVICE ALL MODELS M+E |  | 434
4160.636 | SAFETY THERMOSTAT 90 DGR |  | 1443
4160.637 | SWITCH 10-12-15(REG)30-50-70KW |  | 836
4160.638 | COVER SWITCH ALL MODELS M+E |  | 258
4160.639 | RIVET POP MODEL 30-50-70 M+E |  | 258
4160.640 | ADAPTER FOR PIEZO IGNITOR |  | 141
4160.642 | ELECTRODE MOD.30-50-70M | replaced by 4160.731 | 1452
4160.646 | GROMMET MODEL 30-50-70 M+E |  | 116
4160.647 | ANGULAR FIX CASE MODEL 30E-50E-70E |  | 836
4160.648 | PLUG HOUSING IN MODEL 30E-50E-70E |  | 502
4160.650 | CONNECTION PLUG MODEL 5PIN 30E-50E-70E |  | 1566
4160.651 | KEEPER WIRE DEVICE MODEL 30E-50E-70E |  | 301
4160.653 | SAFETY GAS VALVE 10M-12M-15M(REG)30M | replaced by 4161.137 | 5540
4160.654 | INTERRUPTED THERMOCOUPLE | replaced by 4106.041 | 2162
4160.655 | ELECTRO VALVE 10-12-15(REG)-30M | replaced by 4160.562 | 4257
4160.656 | GAS HOSE 1,5M 1/4`` |  | 2831
4160.657 | REGULATOR 0,3BAR PL |  | 4893
4160.659 | REGULATOR 0,7BAR PL |  | 5185
4160.660 | GAS COCK WITH EL.VALVE MODEL 30M+E |  | 13211
4160.661 | GAS HOSE M/A MODELS |  | 2919
4160.663 | REGULATOR 0,3BAR NO/SVE/FIN |  | 5906
4160.664 | REGULATOR 0,7BAR NO/SVE/FIN |  | 6130
4160.667 | REGULATOR 0,3BAR UK |  | 5906
4160.668 | REGULATOR 0,7BAR UK |  | 6130
4160.671 | REGULATOR 0,3BAR IT/GR |  | 4893
4160.672 | REGULATOR 0,7BAR IT/GR |  | 5185
4160.675 | GAS COCK MODEL 15M REG |  | 2516
4160.676 | GAS BURNER MODEL 50-70 M+E |  | 9790
4160.679 | REGULATOR 0,3BAR CZ |  | 4893
4160.680 | REGULATOR 0,7BAR CZ |  | 5185
4160.683 | GAS COCK MODEL 50 M+E |  | 2516
4160.685 | REGULATOR 1,5BAR PL |  | 9586
4160.687 | GAS BURNER MODEL 30 M+E |  | 9299
4160.688 | SAFETY GAS VALVE MODEL 50M-70M |  | 4903
4160.689 | FAN DIM172,19DGR MODEL 10M-12M-15M(REG) | replaced by 4162.251 | 733
4160.690 | FAN DIM200,19DGR 30 M+E,BLP29 PL | replaced by 4161.175 | 833
4160.691 | FAN MODEL 50 M+E DIM254 19 AP |  | 1989
4160.700 | GAS INLET NOZZLE 3/8-1/8 ALL M+E MODELS | replaced by 4160.048 | 690
4160.701 | RING NUT M12X0.75 ALL M MODELS |  | 743
4160.707 | ELECTRODE BLP 10/15 |  | 818
4160.708 | SUPPORT FOR THERMOSTAT ALL M+E MODELS |  | 439
4160.713 | PLASTIC GRID MODEL 10M-12M-15M(REG) |  | 1136
4160.714 | OUTLET GRID MODEL 10M-12M-15M(REG) |  | 1404
4160.715 | PLASTIC HANDLE ALL M+E MODEL B 2,3IT | replaced by 4162.893 | 439
4160.717 | COMBUSTION CHAMBER MODEL 15M(REG) | replaced by 4161.372 | 2616
4160.721 | PLASTIC BASE |  | 4920
4160.722 | GAS NOZZLE DIM 1,15 MODEL 30 M+E |  | 508
4160.731 | ELECTRODE BLP 30/50/70 M |  | 1301
4160.733 | POWER CORD MODEL 10M-30M+E |  | 2084
4160.739 | INLET GRID MODEL 50 M+E |  | 4440
4160.740 | OUTLET GRID MODEL 50 M+E REPL. |  | 4051
4160.742 | EXTENSION MODEL 15M REG |  | 728
4160.746 | GAS NOZZLE MODEL 10M-15M(REG) |  | 388
4160.756 | COMBUSTION CHAMBER |  | 6741
4160.758 | INLET GRID MODEL 70 M+E, 69 M/A |  | 5540
4160.759 | OUTLET GRID MODEL 70 M+E |  | 4792
4160.764 | OUTLET GRID MODEL 30 M+E |  | 2434
4160.766 | GAS NOZZLE MODEL 50 M+E |  | 588
4160.768 | SUPPORT GAS NOZZLE MODEL 50-70 M+E |  | 559
4160.769 | NECK PLATE MODEL 50 M+E |  | 575
4160.770 | GAS NOZZLE MODEL 70 M+E |  | 1195
4160.784 | INLET GRID MODEL 30 M+E, BLP14,29M/A |  | 2917
4160.785 | OUTLET GRID MODEL |  | 1785
4160.806 | LABEL |  | 87
4160.953 | INTERRUPTED THERMOCOUPLE MODEL 50M-70M | replaced by 4106.042 | 2338
4160.958 | MOTOR MODEL 70M+E | replaced by 4160.047 | 19587
4160.959 | FAN DIM300 |  | 2912
4160.962 | PIPE STRAIGHT CONNECTION |  | 962
4160.963 | ELECTROVALVE MODEL 50-70 M+E |  | 6593
4160.964 | NIPPLES REDUCER MODEL 50-70 M+E |  | 403
4160.967 | ELBOW 90DGR 1/8IN MODEL 50-70 M+E |  | 1093
4160.968 | CONN. STRAIGHT1/8" |  | Not available
4160.969 | SCREW AUTOF.TCC 3,5X6,5 |  | 87
4161.004 | CONTROL PC BOARD GAS MODEL 30E-50E-70E |  | Not available
4161.012 | MOTOR SUPPORT 70M+E |  | 1537
4161.019 | COPPER EXTENDIN VA-NO MODEL 50M |  | 1952
4161.040 | COPPER TUBE D.6X0,75 L=310 |  | 1017
4161.046 | ELECTRODE BLP29/46/69A |  | 1649
4161.057 | SWITCH MODEL 30E-50E-7OE |  | 1550
4161.058 | LED SWITCH MODEL 30E-50E-70E |  | 1605
4161.083 | COMBUSTION CHAMBER MODEL 50M+E |  | 5285
4161.094 | COUPLING SLEEVE MODEL 50E-70E |  | 461
4161.095 | STRAIGHT CONNECTION |  | 559
4161.102 | PILOT FOR AUTOMATIC GAS SYSTEM |  | 4362
4161.137 | SAFETY GAS VALVE 10M-12M-15M(REG)30M |  | 4507
4161.138 | THERMOCOUPLE 29/46/69A |  | 3507
4161.139 | END FITTING |  | 2530
4161.140 | ELBOW 90 DGR MM 1/8`` |  | 991
4161.165 | ELECTRIC MOTOR 80W |  | 27389
4161.166 | ELECTRIC MOTOR 130W |  | 28545
4161.167 | ELECTRIC MOTOR 220W |  | 43933
4161.175 | FAN D=200MM 19° |  | 785
4161.177 | MOTOR BRACKET |  | 920
4161.248 | ELECTRODE BLP 30/50/70 E | replaced by 4160.237 | 1836
4161.267 | GAS COCK 0,8 ELECTRICAL 115 V |  | 7761
4161.268 | ELECTROVALVE |  | 7259
4161.281 | PLASTIC BASE 30 KW E |  | 3817
4161.284 | COVER SWITCH DUAL VOLTAGE |  | 617
4161.292 | SWITCH DUAL VOLTAGE | replaced by 4160.117 | 1221
4161.315 | PAN HEAD SCREW CROSS RECESS M5X16 |  | 87
4161.336 | COMBUSTION CHAMBER COMPLETE 10 KW |  | 1719
4161.362 | GAS NOZZLE DIAM.1.70 PATIO HEATER |  | 547
4161.364 | PIEZO IGNITOR PATIO HEATER |  | 1297
4161.368 | PLASTIC HANDLE PATIO |  | 631
4161.372 | COMBUSTION CHAMBER 15 KW |  | 2616
4161.373 | COMBUSTION CHAMBER 30 KW |  | 3871
4161.400 | CONNECTION SOCKET 4 PIN MODEL 30E-50E-70E |  | 2072
4161.401 | CONNECTION PLUG MODEL 4 PIN 30E-50E-70E |  | 2072
4161.417 | REGULATOR 30 MBAR PL |  | 3026
4161.433 | PILOT FLAME 50MBAR PATIO HEATER |  | 3891
4161.434 | SCREW TCC 4,2X9,5 |  | 87
4161.497 | BARB ELBOW | replaced by 4100.661 | 690
4161.501 | NUT FOR BICONE 1/8 B 360 BV 170/290 |  | 413
4161.813 | WHEEL PATIO HEATER |  | 1355
4161.829 | FUSE ELECTRONIC FOR PC BOARD |  | 320
4161.830 | CAPACITOR 2UF |  | 1246
4161.854 | BLOCK FOR NOZZLE |  | 145
4161.859 | GAS INLET NOZZLE |  | 87
4161.863 | PLASTIC INLET GRILL BLP 30 PB |  | 1093
4161.909 | PLASTC INLET GRID |  | 1256
4161.956 | SCREW |  | 87
4161.984 | ELECTRIC CABLE |  | 10940
4162.045 | REGULATOR BLP 100 DE/PL |  | Not available
4162.046 | REGULATOR BLP 100 CZ |  | 12779
4162.047 | REGULATOR BLP 100 IT/GR |  | Not available
4162.048 | REGULATOR BLP 100 E UK |  | Not available
4162.063 | INLET GRILL BLP 100 |  | 6718
4162.065 | FAN 300 BLP 100 |  | 10691
4162.066 | MOTOR 130W 230V BLP 100 |  | 37536
4162.069 | IGNITION ELECTRODE | replaced by 4033.057 | 1051
4162.070 | IONISATION ELECTRODE BLP 100 |  | 1290
4162.073 | COMBUSTION CHAMBER COVER |  | 29250
4162.074 | STAINLESS OUTLET GRILL BLP 100 |  | 4957
4162.075 | HANDLE BLP 100 |  | 1114
4162.076 | GAS NOZZLE 1,9 BLP 100 |  | 1671
4162.077 | NOZZLE CONNECTION BLP 100 |  | 3735
4162.078 | CONNECTION 90 1/4 MX6 BLP 100 |  | 1115
4162.079 | GAS SUPPLY PIPE 6 BLP 100 |  | 2338
4162.080 | SOLENOID VALVE 1/4 230V BLP 100 |  | 8781
4162.081 | ELECTRIC VALVE SPOOL PARKER 230V BLP 100 |  | 5571
4162.082 | SCREW 1/4 M-M BLP 100 |  | 493
4162.083 | DIAPHRAGM 2.0 BLP 100 |  | 306
4162.084 | CONNECTION OT 1/4 M DX-1/4 M SX BLP 100 |  | 2251
4162.085 | TERMINAL BOARD |  | 1506
4162.086 | TRANSFORMER H.T. BLP 100 |  | 8524
4162.087 | CONTROL BOX SUPPORT |  | 1729
4162.088 | BOX BASE SATRONIC DKG 972 BLP 100 |  | 8051
4162.089 | CONTROL BOX SATRONIC DKG 972 BLP 100 |  | Not available
4162.092 | SWITCH I-0-II BLP 100 |  | 1343
4162.094 | CABLE FASTENER BLP 100 BV 100/160/280 |  | 1522
4162.095 | FUSE 4A BLP 100 |  | 415
4162.096 | POWER CORD BLP 100 BV 100/160/280 |  | 5853
4162.100 | V SEAL BLP 100 |  | 289
4162.101 | PROTECTION CABLE 18 |  | 214
4162.103 | ANTI-JAMMING FILTER DEM BLP 100 |  | 4677
4162.104 | SWITCH SUPPORT BLP 100 |  | 2004
4162.105 | SWITCH BLP 100 |  | 7145
4162.106 | STIRRUP |  | 587
4162.107 | RELAY FINDER 55.32 V230 BLP 100 |  | 7932
4162.134 | RUBBER REGULATOR WASHER |  | 87
4162.144 | CAPACITOR 5UF BLP 100 |  | 3633
4162.187 | ANTIJAMMING FILTER |  | 3891
4162.190 | ELECTRODE 50/70 E | replaced by 4160.237 | 1836
4162.222 | PIEZO IGNITOR |  | 1404
4162.243 | MOTOR 29W | replaced by 4160.044 | 7823
4162.244 | MOTOR 80W | replaced by 4160.045 | 16585
4162.245 | MOTORE 103W 230-240/50HZ IP44 = 4160.630 | replaced by 4160.046 | 16172
4162.251 | FAN |  | 733
4162.340 | MICRO SWITCH |  | 5544
4162.343 | SAFETY THERMOSTAT |  | 1482
4162.361 | RELAY FINDER |  | 3244
4162.448 | GAS BURNER COMPLETE 10 / 15 KW |  | 2489
4162.467 | CAP FOR THERMOSTAT SOCKET |  | 2028
4162.479 | VALVE ROD |  | 461
4162.500 | GROMMET |  | 116
4162.597 | PIEZO IGNITOR | replaced by 4162.222 | 1404
4162.647 | ANGULAR FIX CASE THERMOSTAT AMBIENT |  | 87
4162.651 | IGNITION ELECTRODE |  | 801
4162.652 | FLAME PROBE BLP 30/50/70 E | replaced by 4160.731 | 1261
4162.655 | PIEZO IGNITOR | replaced by 4162.222 | 1404
4162.670 | NIPPLE |  | 949
4162.687 | GAS HOSE 10/15KW UK MARKET (BS 3212/2 ) |  | 4111
4162.688 | GAS HOSE 33/53/73/103 KW UK MARKET (BS 3212/2 ) |  | 4111
4162.697 | BURNER PIPE |  | 1522
4162.698 | BURNER END |  | 490
4162.699 | BURNER PLATE |  | 588
4162.718 | ELECTRONIC PC BOARD |  | Not available
4162.719 | UPPER PLASTIC BASE |  | 6222
4162.724 | COPPER TUBE |  | 546
4162.728 | COVER BLP 53 M |  | 13326
4162.731 | COMBUSTION CHAMBER |  | 7761
4162.732 | COMBUSTION CHAMBER |  | 8750
4162.733 | SUPPORT ELECTRIC MOTOR |  | 1639
4162.734 | UPPER PLASTIC BASE DV |  | 4537
4162.745 | FAN |  | 2402
4162.746 | COMPLETE YELLOW COVER BLP 73 |  | 14691
4162.749 | COMBUSTION CHAMBER |  | 8495
4162.755 | PLATE BURNER |  | Not available
4162.756 | COVER |  | 18724
4162.757 | COMBUSTION CHAMBER |  | 12434
4162.758 | COMBUSTION CHAMBER |  | 12260
4162.759 | CONE |  | 9292
4162.760 | BURNER SUPPORT |  | 3805
4162.771 | BURNER |  | 26500
4162.772 | COPPER EXTENDIN VALVE - NOZZLE |  | 949
4162.777 | FRAME |  | 6027
4162.779 | WHEEL AXLE |  | 1668
4162.790 | LED |  | 2326
4162.792 | PC BOARD |  | 20293
4162.793 | SENSOR |  | 2429
4162.794 | SENSOR SUPPORT |  | 731
4162.796 | CABLE FOR SENSOR 4162.793 4PIN |  | 2174
4162.800 | CABLE |  | 847
4162.816 | AIR FLAP |  | 1078
4162.848 | COMBUSTION CHAMBER |  | 2671
4162.853 | LOWER PLASTIC BASE |  | 3482
4162.854 | UPPER PLASTIC BASE |  | 6713
4162.869 | PLATE BURNER |  | 1452
4162.870 | PLATE BURNER |  | 1505
4162.882 | UPPER PLASTIC BASE |  | 4124
4162.883 | LOWER PLASTIC BASE |  | 2754
4162.885 | VALVE ROD |  | 461
4162.886 | COPPER TUBE |  | 287
4162.887 | GAS NOZZLE |  | 432
4162.889 | GAS BURNER |  | 7023
4162.890 | COVER BLP 33 M |  | 6955
4162.893 | PLASTIC HANDLE | replaced by 4510.601 | 496
4162.904 | UPPER PLASTIC BASE |  | 5001
4162.909 | SAFETY THERMOSTAT COVER |  | 175
4162.910 | SAFETY THERMOSTAT |  | 1756
4162.912 | COVER |  | 4208
4162.913 | HIGHER PLASTIC BASE |  | 2793
4162.914 | LOWER PLASTIC BASE |  | 1596
4162.915 | HIGHER PLASTIC BASE |  | 2793
4162.918 | COVER |  | 4514
4162.919 | COMBUSTION CHAMBER |  | 2317
4162.922 | CONNECTOR 90° |  | 847
4162.927 | INOX COVER |  | 6254
4162.932 | ELECTROVALVE | replaced by 4160.562 | 3956
4162.934 | PLASTIC HANDLE |  | 417
4162.937 | 12V MOTOR |  | 17036
4162.940 | BATTERY SLIDE |  | 2727
4162.943 | 12V ELECTROVALVE |  | 4111
4162.949 | AC/DC ADAPTER |  | 8753
4162.952 | JACK CONNECTOR WIRE |  | 4007
4162.970 | ROOM THERMOSTAT CAP | replaced by 4162.467 | 2854
4165.007 | KNOB ELECTRIC HEATER | replaced by 4510.610 | 366
4165.030 | SWITCH B 5,9,15 IT | replaced by 4510.401 | Not available
4165.059 | MOTOR 15KW |  | 17354
4165.135 | LAMP HALL |  | 23951
4165.136 | CLIP |  | 748
4165.137 | PROTECTION GRILLE |  | 7965
4165.147 | PIVOTING WHEEL |  | 2924
4165.148 | PIVOTING WHEEL WITH BRAKE |  | 4043
4165.151 | FIXING KNOB |  | 876
4165.204 | LIGHT SWITCH |  | 930
4165.212 | POWER CORD |  | 3186
4165.213 | ANGULAR SWITCH |  | 4661
4165.234 | INFRANRED EMITTERS TS3A |  | 14544
4165.243 | PROTECTION GRILLE |  | 6795
4165.247 | FIXING KNOB |  | 704
4165.309 | SWITCH WITH COVER |  | 1078
4165.402 | TEMP LIMITER TY 60R ELECTRIC HEATER |  | 1518
4165.423 | THERMOSTAT TY 35A 3KW |  | 1506
4165.512 | LAMP HALL NEW TYPE |  | 22102
4165.513 | CLIP |  | 575
4165.515 | FOOT |  | 11966
4165.518 | HANDLE |  | 7058
4165.545 | TANK PLUG |  | 1029
4165.548 | DIN BAR |  | 1122
4165.551 | THERMOSTAT |  | 4544
4165.552 | THERMOSTAT |  | 4544
4165.553 | POWER CORD UK |  | 2586
4165.601 | LAMP HALL UK 110V |  | 27914
4165.787 | HALOGEN LAMP 1800 COFFE 18 |  | 14440
4165.788 | HALOGEN LAMP 800 SOMBRA 8 |  | 16725
4165.789 | HALOGEN LAMP 1200 SOMBRA 12 |  | 18081
4165.790 | HALOGEN LAMP 1800 CHAP 18 |  | 17833
4165.791 | HALOGEN LAMP 2000 FACT |  | 21272
4201.000 | TANK COMPLETE |  | 26345
4201.007 | FRONT BRACKET SHELL SUPPORT |  | 1797
4201.009 | REAR BRACKET SHELL SUPPORT |  | 1931
4201.011 | LATERAL RIGHT PANEL |  | 2336
4201.013 | LATERAL LEFT PANEL |  | 2336
4201.018 | COMPLETE CONVEYOR |  | 2448
4201.021 | SHELL |  | 10338
4201.027 | PLATE SUPPORT |  | 1522
4201.030 | DIFFUSER |  | 4485
4201.031 | FLANGE MOLDED |  | 1707
4201.032 | GASKET OF CERAMIC FIBER |  | 1207
4201.033 | BURNER HEAD |  | 4044
4201.034 | TURBO DISK |  | 2006
4201.035 | BIFILAR ELECTRODE |  | 1006
4201.037 | PHOTOCELL BRACKET |  | 1941
4201.038 | COMBUSTION CHAMBER |  | 10940
4201.040 | REAR COVER |  | 3335
4201.044 | CHAMBER INSULATOR |  | 22340
4201.045 | HEATING PLATE |  | 12347
4201.046 | FRONT GRILL |  | 3861
4201.047 | FRONT SHELL RING |  | 4548
4201.048 | PLASTIC HANDLE |  | 920
4201.049 | COVER | replaced by 4201.331 | 4629
4201.051 | PC BOARD | replaced by 4201.258 | Not available
4201.052 | OIL SUPPLY | replaced by 4201.456 | 2593
4201.055 | RUBBER BUSH |  | 530
4201.056 | PHOTOCELL | replaced by 4201.260+4201.259 | Not available
4201.058 | OIL FILTER |  | 2851
4201.059 | FUEL PIPE IN |  | 2491
4201.060 | FUEL PIPE OUT |  | 920
4201.061 | FUEL PIPE IN PUMP-FILTER |  | 655
4201.062 | FUEL PIPE OUT PUMP-FILTER |  | 819
4201.064 | MOTOR SUPPORT BRACKET |  | 2237
4201.065 | FAN |  | 1805
4201.066 | DISPLAY BOARD |  | 4617
4201.067 | SUPPORT DISPLAY-BOARD |  | 1748
4201.068 | COVER DISPLAY |  | 175
4201.069 | FRONT LABEL |  | 578
4201.074 | FRONT SHELL RING |  | 5401
4201.076 | FRONT GRILL COMPLETE |  | 8706
4201.077 | REAR PLATE COMPLETE |  | 4752
4201.078 | SUPPORT DISPLAY-BOARD |  | 777
4201.079 | POWER CORD |  | 2480
4201.080 | WIRE SENSOR TILTING |  | Not available
4201.081 | COMBUSTION CHAMBER WITH BRACKET |  | 8582
4201.082 | BOTTOM PLATE |  | 5185
4201.087 | CARTON XL6 |  | 2343
4201.088 | WIRE OVER-HEAT THERMOSTAT |  | 320
4201.089 | HIGH TENSION CABLE |  | 2921
4201.092 | WIRE ROCKER SWITCH |  | 366
4201.093 | WIRE SENSOR TEMPERATURE |  | 641
4201.094 | WIRE DISPLAY PC-BOARD | replaced by 4201.293 | 530
4201.103 | XL6 USER INSTRUCTION STICKER |  | 428
4201.105 | LABEL XL6 |  | 94
4201.135 | LATERAL PLATE SUPPORT |  | 2519
4201.139 | GASKET OF CERAMIC FIBER |  | 1207
4201.143 | POWER CORD UK |  | 3150
4201.178 | INLET FILTER XL9 |  | 1584
4201.185 | INLET FILTER BV77 |  | 1154
4201.189 | POWER CORD NEW ZEALAND |  | 2831
4201.199 | THERMOSTAT BRACKET |  | 1537
4201.200 | WIRE SENSOR TILTING |  | 393
4201.201 | WIRE OVER-HEAT THERMOSTAT | replaced by 4201.290 | 377
4201.207 | PC BOARD 110V |  | 10125
4201.210 | POWER CORD 110V |  | 4580
4201.226 | POWER CORD UL |  | 6678
4201.228 | HIGH TENSION CABLE |  | Not available
4201.230 | COVER |  | 9172
4201.231 | PLASTIC HANDLE |  | 1737
4201.234 | PC BOARD 120V |  | 10125
4201.258 | PC BOARD |  | 10125
4201.259 | PHOTOCELL BRACKET |  | 2025
4201.260 | PHOTOCELL |  | 1219
4201.263 | DISPLAY BOARD |  | 4709
4201.289 | WIRE ROCKER SWITCH |  | 366
4201.290 | WIRE OVER-HEAT THERMOSTAT |  | 377
4201.293 | WIRE DISPLAY PC-BOARD |  | 530
4201.297 | WIRE SENSOR TILTING |  | 393
4201.299 | PC BOARD 120V | replaced by 4201.234 | 8976
4201.300 | PC BOARD 110V | replaced by 4201.207 | 9896
4201.322 | BRACKET FOR RED CAP |  | 3077
4201.324 | RED CAP KIT FOR XL6 |  | 3718
4201.327 | RESET BUTTON BRACKET |  | 2025
4201.329 | PC BOARD |  | 10576
4201.330 | RESET WIRE |  | 1122
4201.331 | COVER |  | 5061
4201.338 | PC BOARD 110V |  | 8876
4201.346 | HIGH TENSION TRANSFORMER WIRE | replaced by 4201.347 | 991
4201.347 | HIGH TENSION CABLE |  | 991
4201.349 | PC BOARD 120V |  | 9498
4201.351 | TRANSFORMER CABLE |  | 2011
4201.353 | COVER |  | 6953
4201.370 | POWER CORD BRACKET |  | 2649
4201.371 | COMBUSTION CHAMBER |  | 14100
4201.372 | COOLING MOTOR BRACKET |  | 4729
4201.375 | LABEL |  | 2577
4201.379 | PC BOARD WITH RESET |  | 16604
4201.385 | POWER CORD USA (NEMA) |  | 1756
4201.387 | TURBULATOR |  | 1935
4201.390 | REAR COVER | replaced by 4201.472 | 6304
4201.396 | COOLING FAN |  | 2011
4201.397 | POWER CORD DC61 UK PLUG |  | 1545
4201.404 | DISPLAY PLATE |  | 2307
4201.406 | WIRES CLAMP |  | 160
4201.412 | SHELL | replaced by 4201.021 | 12403
4201.415 | OIL CONNECTION |  | 920
4201.421 | BURNER PLATE |  | 3633
4201.422 | DISPLAY LABEL | replaced by 4201.447 | 1785
4201.423 | POWER CORD NEW ZEALAND |  | 1760
4201.424 | DISPLAY BOARD |  | 4342
4201.426 | THERMOSTAT WASHER |  | 791
4201.427 | PC BOARD XL61 |  | 9867
4201.432 | TANK | replaced by 4201.000 | 26345
4201.435 | REAR COMPONENTS PLATE |  | Not available
4201.443 | RUBBER BUSHING |  | 605
4201.445 | PC BOARD |  | 10455
4201.447 | DISPLAY LABEL |  | 1836
4201.452 | PC-BOARD WITH RESET |  | 9683
4201.453 | PC-BOARD |  | 9683
4201.456 | OIL PIPE |  | 2939
4201.460 | PC-BOARDS BRACKET |  | 3466
4201.461 | PC-BOARD SUPPORT |  | 1748
4201.472 | REAR COVER |  | 6304
4201.473 | SLIDE HOOKING FOR BATTERY |  | 4503
4201.475 | SIDE DIFFUSER CERAMIC FIBER GASKET |  | 1301
4201.476 | COMPONENTS BRACKET |  | Not available
4201.478 | POWER SUPPLY BOARD |  | 18877
4201.480 | DISPLAY BRACKET |  | Not available
4201.481 | COMBUSTION FAN+MOTOR |  | 29228
4201.483 | POWER CORD SCHUKO |  | 1760
4201.492 | INSULATION CYLINDER |  | 24953
4201.506 | LABEL |  | 83
4201.526 | COVER |  | 7835
4201.529 | BURNER COVER |  | 10142
4201.535 | PIPE BRACKET |  | 530
4210.002 | SHELL |  | 33626
4210.003 | RESISTANCES UPPER SUPPORT |  | 7560
4210.012 | INSULATING MAT |  | 2627
4210.013 | RESISTANCE FIXING PROFILE EXT. |  | Not available
4210.015 | SHELL |  | 29371
4210.020 | RESISTANCES UPPER SUPPORT |  | 6635
4210.024 | INSULATING MAT |  | 1785
4210.034 | FRONT PLATE |  | 5418
4210.035 | REAR PLATE |  | 7524
4210.043 | COMBUSTION CHAMBER |  | 22224
4210.045 | RESISTANCE COMB |  | Not available
4210.051 | COVER |  | Not available
4210.052 | SPACER |  | 1899
4210.053 | RESISTANCE COMB |  | Not available
4210.054 | ANTERIOR RING |  | 25344
4210.055 | COVER |  | Not available
4210.059 | COVER PLATE |  | 3409
4210.061 | COMBUSTION CHAMBER |  | 22037
4210.063 | BLACK CABLE L1 |  | 3052
4210.065 | BLACK CABLE L2 |  | 3288
4210.067 | CONE RS |  | 24534
4210.068 | RESISTANCE FIXING PROFILE EXT. |  | Not available
4210.074 | PANEL LABEL |  | 1049
4210.076 | SAFETY THERMOSTAT BRACKET |  | 991
4210.112 | RESISTANCE FIXING PROFILE INT. |  | Not available
4210.115 | HANDLE |  | 5243
4210.116 | RESISTANCE FIXING PROFILE INT. |  | Not available
4210.120 | WHEEL SUPPORT DX |  | 18788
4210.124 | WHEEL SUPPORT SX |  | 18788
4210.126 | WHEELS AXLE |  | 1904
4210.128 | FOOT |  | 7524
4210.151 | REAR RING |  | 21148
4210.152 | MOTOR GRILL |  | 5517
4210.160 | RESISTANCES LOWER SUPPORT |  | 7183
4210.162 | RESISTANCE SPACER |  | Not available
4210.166 | RESISTANCES LOWER SUPPORT |  | 5364
4210.170 | AUTOMATIC THERMOSTAT BRACKET |  | 3393
4210.189 | RESISTANCE COMB |  | Not available
4210.190 | FIXING BRACKET |  | Not available
4210.194 | POWER CORD 63A |  | 24893
4210.202 | ANGLE ADJUSTMENT SUPPORT |  | 1901
4210.203 | ANGLE ADJUSTMENT DISK |  | 1540
4210.215 | WHEELS AXLE |  | 2232
4210.229 | CONTROL PANEL LABEL |  | 2652
4210.230 | CONTROL PANEL LABEL |  | 1877
4210.235 | SHORT FRAME PROFILE |  | 3533
4210.237 | LONG FRAME PROFILE |  | 4138
4210.239 | HEAT SHIELD |  | 12447
4210.240 | HEATING ELEMENT BRACKET |  | 3898
4210.241 | FRONT PANEL |  | 11769
4210.243 | MOTOR PANEL |  | 35700
4210.245 | REAR PANEL |  | 6571
4210.247 | LATERAL PANEL |  | 6571
4210.249 | OUTLET PANEL |  | 10418
4210.253 | ROOM THERMOSTAT SUPPORT |  | 8469
4210.255 | WHEELS AXLE BRACKET |  | 4525
4210.257 | OUTLET GRID |  | 10829
4210.258 | HEATING ELEMENTS BRACKET |  | 1935
4210.259 | LOWER HANDLE |  | 17109
4210.263 | UPPER HANDLE |  | 9580
4210.265 | CONTROL PANEL SHIELD |  | 2815
4210.266 | THERMOSTATS BULB BRACKET |  | 1873
4210.267 | FRONT MOBILE PANEL |  | 4301
4210.269 | WHEELS AXLE |  | 3441
4210.293 | OUTLET GRILLE |  | 9773
4210.297 | MOTOR SHIELD |  | 4743
4210.300 | MOTOR BRACKET |  | 2803
4210.306 | LABEL EKO |  | 428
4210.321 | LONG FRAME PROFILE |  | 4162
4210.323 | SHORT FRAME PROFILE |  | 3080
4210.325 | LATERAL PANEL |  | 9020
4210.327 | REAR PANEL |  | 9075
4210.329 | LOWER PANEL |  | 4170
4210.333 | UPPER OUTLET PANEL |  | 10560
4210.334 | HEATING ELEMENTS BRACKET |  | 4236
4210.335 | HEAT SHIELD |  | 13331
4210.336 | HEATING ELEMENT BRACKET |  | 1771
4210.337 | CONTROL BOX SHIELD |  | 3507
4210.338 | THERMOSTAT BULB BRACKET |  | 2086
4210.340 | FRONT PANEL |  | 13891
4210.342 | FRONT MOBILE PANEL |  | 3369
4210.344 | LOWER FRONT PROFILE |  | 2740
4210.346 | ROOM THERMOSTAT COVER |  | 10241
4210.348 | HANDLE |  | 3958
4210.359 | THERMOSTATS BODY BRACKET |  | 1323
4210.360 | PROBE |  | 17082
4210.377 | GASKET |  | 301
4210.378 | CAPACITOR BRACKET |  | 417
4210.383 | HANDLE FOAM |  | 777
4220.058 | IGNITION CONTROL ASSEMBLY CEG |  | 12793
4220.115 | PHOTOCELL |  | 1566
4220.117 | OVERHEAT THERMOSTAT WIRE |  | 388
4220.119 | SONDE WIRE |  | 791
4220.120 | BRIDGE WIRE |  | 432
4220.122 | THERMOSTAT WIRE |  | 530
4220.165 | TRANSFORMER POWER CORD CEG |  | 1736
4220.166 | SOLENOID VALVE WIRE |  | 876
4220.167 | SWITCH WIRE |  | 675
4220.170 | IGNITION CONTROL ASSEMBLY CEL |  | 12481
4220.211 | IGNITION CONTROL ASSEMBLY CEG | replaced by 4220.058 | 12793
4220.212 | IGNITION CONTROL ASSEMBLY ETNA SILVER | replaced by 4220.170 | 12481
4230.000 | BASE |  | 22228
4230.001 | AIR OUTLET PANEL |  | 11983
4230.002 | USER SIDE PANEL |  | 18770
4230.003 | ROOF |  | 11368
4230.004 | UPPER COMBUSTION CHAMBER |  | 14419
4230.005 | LOWER COMBUSTION CHAMBER |  | 11161
4230.006 | COMBUSTION CHAMBER |  | 11873
4230.007 | COMBUSTION CHAMBER CLOSING |  | 1935
4230.008 | RIGHT SIDE VOLUTE |  | 9918
4230.009 | FAN VOLUTE REINFORCEMENT |  | 1579
4230.010 | CENTRAL VOLUTE |  | 8582
4230.011 | LEFT SIDE VOLUTE |  | 9605
4230.012 | REINFORCEMENT SIDE PANEL |  | 2630
4230.013 | REINFORCEMENT USER SIDE PANEL |  | 2965
4230.014 | THREADED ROD |  | 502
4230.015 | AIR SWITCH BRACKET |  | 3104
4230.016 | CLOSING AIR SWITCH BRACKET |  | 1935
4230.017 | BURNER BRACKET |  | 3959
4230.018 | ELECTRICAL BOX |  | 9172
4230.019 | ELECTRICAL BOX COVER |  | 3772
4230.020 | DOOR |  | 13114
4230.021 | LATCH |  | 2074
4230.022 | CAPACITOR BRACKET |  | 1962
4230.023 | MOTOR FLANGE |  | 5969
4230.024 | GRILLE |  | 6997
4230.026 | GAS PIPE |  | 11541
4230.027 | NOZZLE SUPPORT |  | 8816
4230.028 | LPG NOZZLE |  | 3162
4230.029 | NOZZLE SUPPORT BRACKET |  | 1452
4230.031 | ELECTRODES BRACKET |  | 1836
4230.032 | IGNITOR ELECTRODE |  | 1707
4230.033 | ION ELECTRODE |  | 1710
4230.034 | AIR-FLOW SWITCH |  | 1748
4230.037 | BURNER |  | 21723
4230.043 | ELECTRICAL BOX PROTECTION |  | 3966
4230.076 | AIR DEFLECTOR |  | 1467
4230.078 | NATURAL GAS NOZZLE |  | 3783
4230.083 | BASE |  | 15518
4230.084 | USER SIDE PANEL |  | 11983
4230.085 | ELECTROVALVE SHIELD |  | 2980
4230.087 | GAS INLET CONNECTION |  | 6973
4230.088 | GAS PIPE |  | 6066
4230.089 | NOZZLE SUPPORT |  | 8913
4230.090 | NOZZLE SUPPORT SPACER |  | 1760
4230.092 | FIXING FLANGE BRACKET |  | 690
4230.093 | ELECTROVALVE CABLE |  | 6465
4230.095 | GAS COPPER GASKET |  | 102
4230.096 | LPG NOZZLE FLANGE |  | 4048
4230.122 | MOTOR FLANGE |  | 8051
4230.131 | INSPECTION PLATE |  | 632
4230.140 | BASE |  | Not available
4230.141 | AIR OUTLET PANEL |  | 21967
4230.142 | USER SIDE PANEL |  | 26624
4230.143 | ROOF |  | 17099
4230.144 | DOOR |  | 17558
4230.146 | BASE |  | 23593
4230.147 | USER SIDE PANEL |  | 22953
4230.148 | KIT EXTERNAL INOX |  | Not available
4230.163 | KIT INTERNAL INOX |  | Not available
4230.165 | AIR DIVERTER |  | 5418
4230.167 | SPACER |  | 474
4230.185 | THERMOSTAT BRACKET |  | 1584
4230.186 | THERMOSTAT INSULATION |  | 1409
4230.212 | AIR SWITCH BRACKET |  | 1522
4230.213 | SWITCH PROTECTION |  | 1550
4230.217 | ELECTROVALVE SHIELD |  | 3495
4230.223 | FIXING FLANGE BRACKET |  | 1365
4230.228 | LATCH |  | 1622
4230.232 | BASE |  | 14462
4230.233 | ROOF |  | 13058
4230.234 | DOOR |  | 9292
4230.238 | CAPACITOR BRACKET |  | 1394
4230.271 | LOWER BASE |  | 3898
4230.290 | POWER CORD |  | 3307
4230.291 | OUTLET GRID |  | 5205
4230.297 | BURNER PLATE |  | 1659
4230.300 | GRID CLIP |  | 632
4230.306 | OUTLET GRID |  | 14487
4230.307 | OUTLET GRID |  | 12441
4230.308 | OUTLET GRID |  | 10331
4230.318 | COVER |  | 16191
4230.321 | COMBUSTION CHAMBER |  | 10819
4230.326 | CTRL BOX BRAHMA DMN 31 | replaced by 4106.246 | 21901
4230.347 | MOTOR |  | 10798
4230.352 | GRID CLIP |  | 655
4240.773 | AXLE BRACKET |  | Not available
4240.001 | FRAME PROFILE 30X25X1,75 -994,5 |  | 5991
4240.002 | FRAME PROFILE 30X25X1,75 -1060 |  | 6253
4240.003 | FRAME PROFILE 30X25X1,75 -605 |  | 4362
4240.004 | 3-WAY CORNER 30X25X1,75 |  | 2021
4240.005 | FRAME PROFILE 30X25X1,75 -690 |  | 4716
4240.006 | FRAME PROFILE 30X25X1,75 -1381 |  | 7580
4240.007 | FRAME PROFILE 30X25X1,75 -1200 |  | 6831
4240.008 | CONTACTOR 3P 7,5KW 1NO |  | 12889
4240.009 | SWITCH |  | 3987
4240.010 | FUSE HOLDER |  | 891
4240.011 | FUSE |  | 131
4240.015 | LIFTING EYE BOLT M10 X 17 -A1J | replaced by 4514.801 | 920
4240.016 | TERMINAL BLOCK 25A/600V 12T 0.5-2.5^2 |  | 1710
4240.017 | WHEEL METAL-RUBBER D309 D26 |  | 8179
4240.018 | ELECTRIC COMPONENTS PLATE SK 1 |  | 2790
4240.019 | WHEELS AXLE BV470A |  | 5494
4240.020 | ENCLOSURE BV/GREEN 150X200X130 |  | 8973
4240.021 | THERMOSTATS MODULE BV/GREEN A1 | replaced by 4240.178 | Not available
4240.022 | EXTERNAL FRONT PANEL BV470 A1 |  | 25604
4240.024 | BURNER EXTERNAL PANEL BV690 A1 |  | 26166
4240.027 | FRONT PANEL BOARD GREEN 470 A1 |  | 24364
4240.035 | FRAME PROFILE 30X25X1,75 -1060 DL |  | 7305
4240.036 | FRAME PROFILE 30X25X1,75 -1060 DR |  | 7305
4240.037 | FRAME PROFILE 30X25X1,75 -1381 DL |  | 8558
4240.038 | FRAME PROFILE 30X25X1,75 -1381 DR |  | 8816
4240.041 | THERMAL RELAY 12-18A |  | 10173
4240.042 | LABEL ELECTRIC BOX BV |  | 962
4240.043 | LABEL ELECTRIC BOX GREEN |  | 94
4240.044 | OVERHEAT THERMOSTAT | replaced by 4240.290 | 5044
4240.045 | CAPILLARY THERMOSTAT |  | 3517
4240.047 | PLASTIC ENCLOSURE 130X80X85 A1 |  | Not available
4240.049 | HOLE COVER M20X1,5 |  | 194
4240.051 | THERMOSTAT SUPPORT A1 |  | 3966
4240.064 | BURNER STABILIZER BV470 |  | 2174
4240.099 | ELECTRIC BOX BV470FS |  | Not available
4240.100 | COMBUSTION CHAMBER |  | Not available
4240.101 | EXIT SMOKE CHAMBER SEAL 470 A1 |  | 3393
4240.106 | ELECTRIC BOX BV690FS A1 | replaced by 4240.197 | Not available
4240.107 | COMBUSTION CHAMBER |  | Not available
4240.108 | ELECTRIC BOX BV690FT A1 |  | Not available
4240.109 | ELECTRIC BOX GREEN470S A1 |  | Not available
4240.115 | FAN BV310FS |  | 25092
4240.116 | MOTOR BV310 |  | 72582
4240.117 | WHEEL |  | 4282
4240.120 | WHEELS AXLE |  | 2691
4240.121 | MOTOR SUPPORT |  | 11123
4240.138 | CONTACTOR |  | 12315
4240.174 | THERMOSTAT BOX COVER |  | 13000
4240.175 | BOX COVER | replaced by 4240.174 | Not available
4240.176 | BOX BODY | replaced by 4240.174 | Not available
4240.177 | THERMOSTAT BOX |  | 3580
4240.178 | THERMOSTAT BOX |  | 26500
4240.179 | OVERHEAT THERMOSTAT WITH RESET 90-110OC | replaced by 4240.290 | Not available
4240.180 | THERMOSTAT BRACKET |  | 4061
4240.181 | CONTROL BOX |  | 55136
4240.182 | CONTROL PANEL BOX |  | 11912
4240.183 | CONTROL BOX BODY |  | 16223
4240.184 | CONTROL BOX BODY |  | Not available
4240.185 | CONTROL BOX COVER | replaced by 4240.183 | Not available
4240.186 | PLATE |  | 1596
4240.187 | CONTROL BOX LABEL |  | 2237
4240.188 | INSULATION PLATE |  | 12242
4240.189 | EXTERNAL FRONT PANEL |  | 14984
4240.190 | WHEEL KIT BV 470 | replaced by 4240.017 | Not available
4240.191 | ANGULAR PROFILE |  | 2086
4240.192 | ALUMINIUM PROFILE - HORIZONTAL (UPPER) |  | 6596
4240.194 | HORIZONTAL UPPER PROFILE |  | 7856
4240.195 | INSULATION PLATE |  | 16544
4240.196 | FRONTAL PANEL |  | 21599
4240.197 | ELECTRIC BOX BV690FS |  | 61669
4240.199 | COMBUSTION CHAMBER |  | Not available
4240.203 | UPPER HORIZONTAL LONG PROFILE |  | 7910
4240.205 | INTERNAL FRONTAL PANEL |  | 8794
4240.206 | FRONTAL PANEL |  | 12473
4240.207 | CONTROL BOX BV310FS |  | 55114
4240.209 | LOWER HORIZONTAL RIGHT PROFILE |  | 8118
4240.210 | LOWER HORIZONTAL LEFT PROFILE |  | 8118
4240.211 | HORIZONTAL SHORT PROFILE |  | 5061
4240.212 | VERTICAL PROFILE |  | 6395
4240.213 | ALUMINIUM PROFILE - HORIZONTAL RIGHT |  | 7898
4240.214 | ALUMINIUM PROFILE - HORIZONTAL LEFT |  | 8039
4240.215 | ALUMINIUM PROFILE - HORIZONTAL (SHORT) |  | 4384
4240.216 | ALUMINIUM PROFILE - VERTICAL |  | 6293
4240.217 | LOWER RIGHT PROFILE |  | 9301
4240.218 | LOWER LEFT PROFILE |  | 9301
4240.219 | HORIZONTAL SHORT PROFILE |  | 4826
4240.220 | VERTICAL FRONT PROFILE |  | 7058
4240.221 | VERTICAL BACK RIGHT PROFILE |  | 8514
4240.222 | VERTICAL BACK LEFT PROFILE |  | 8514
4240.254 | BELT REAR CARTER |  | 7285
4240.255 | FAN |  | 87315
4240.256 | BELT CARTER |  | 11767
4240.261 | ELECTRIC BOX KIT BV690FT |  | 66582
4240.264 | CENTRIFUGAL FAN |  | 116025
4240.273 | CABLE RUBBER PROTECTION |  | 359
4240.275 | ANGULAR MOBILE COVER |  | 690
4240.283 | FAN VOLUTE BRACKET |  | 26143
4240.284 | MOTOR SUPPORT BRACKET |  | 24140
4240.285 | MOTOR PROTECTION PANEL |  | 26224
4240.286 | BRACKET FOR COVER PANEL |  | 16604
4240.287 | BELT COVER PANEL |  | 13807
4240.288 | TV THERMOSTAT |  | 4449
4240.289 | CAPILLARY THERMOSTAT |  | 4449
4240.290 | RESET THERMOSTAT |  | 5044
4240.402 | FUEL FILTER PANEL |  | 2535
4240.405 | METAL BOX |  | 26046
4240.406 | TEMPERATURE SENSOR |  | 3410
4240.407 | BURNER WIRE |  | 2720
4240.409 | COMPONENTS BRACKET |  | 1892
4240.412 | FRONT LABEL |  | 6584
4240.413 | LATERAL LABEL |  | 2591
4240.414 | SWITCH |  | 2479
4240.416 | HOUR COUNTER |  | 17853
4240.422 | WIRE HOOK |  | 3116
4240.424 | AXLE BRACKET |  | 3609
4240.427 | BACK RIGHT PROFILE |  | 8696
4240.431 | RUBBER LATCH |  | 2467
4240.432 | RUBBER LATCH BRACKET |  | 1986
4240.433 | INSULATION BURNER PANEL |  | 13626
4240.434 | HANDLE |  | 17670
4240.436 | REGULATION CHIMNEY PANEL |  | 4852
4240.438 | SENSOR BRACKET |  | 1807
4240.439 | RIGHT SIDE BURNER PANEL |  | 11195
4240.441 | RUBBER LATCH HOOK |  | 653
4240.444 | BACK LEFT PROFILE |  | 8350
4240.446 | LOWER LEFT PROFILE |  | 9903
4240.448 | UPPER LEFT PROFILE |  | 9903
4240.451 | LOWER RIGHT PROFILE |  | 9903
4240.453 | SMALL HORIZONTAL PROFILE |  | 5804
4240.455 | EXTERNAL SIDE PANEL |  | 32076
4240.462 | EXTERNAL BACK PANEL |  | 13549
4240.465 | INTERNAL INSULATION PANEL |  | 14831
4240.467 | CHAMBER SUPPORTING BEAM |  | 9750
4240.475 | RUBBER CAP |  | 502
4240.476 | TRANSPARENT CAP |  | 3414
4240.477 | CHIMNEY CAP |  | 1525
4240.478 | UPPER RIGHT PROFILE |  | 8563
4240.480 | EXTERNAL CHIMNEY PANEL |  | 14520
4240.482 | EXTERNAL UPPER BIG PANEL |  | 15870
4240.484 | LOWER BURNER PANEL |  | 10953
4240.486 | LOWER BIG PANEL |  | 22234
4240.488 | LOWER SMALL PANEL |  | 14989
4240.490 | EXTERNAL BURNER PANEL |  | 17362
4240.492 | CONTROL BOX BRACKET |  | 4548
4240.494 | FOOT |  | 5418
4240.496 | INTERNAL SIDE PANEL |  | 25551
4240.497 | INTERNAL MOTOR PANEL |  | 11473
4240.498 | MOTOR-FAN |  | 164094
4240.499 | INTERNAL BACK PANEL |  | 9687
4240.500 | COMBUSTION CHAMBER |  | 307792
4240.501 | COMBUSTION CHAMBER |  | 303406
4240.503 | EXTERNAL CHAMBER PANEL |  | 16283
4240.504 | INSULATION CHAMBER PANEL |  | 3971
4240.505 | LIFTING HOOK |  | 5984
4240.506 | INTERNAL UPPER BIG PANEL |  | 12420
4240.507 | BURNER BOX COVER |  | 26988
4240.509 | FRONT RIGHT PROFILE |  | 9733
4240.511 | FRONT LEFT PROFILE |  | 9733
4240.513 | INTERNAL CHIMNEY PANEL |  | 10761
4240.538 | POWER CORD |  | 4493
4240.540 | ELECTRONIC CONTROLLER GASKET |  | 547
4240.541 | HOUR COUNTER GASKET |  | 2276
4240.554 | INTERNAL DEFLECTOR |  | 1527
4240.556 | FORKLIFT BRACKET |  | 30886
4240.577 | FUSE HOLDER |  | 2958
4240.588 | ROTATING WHEEL BRACKET |  | 9782
4240.589 | ROTATING WHEEL BRACKET |  | 9782
4240.590 | 90° CONNECTION |  | 1736
4240.591 | BURNER STABILIZER |  | 1136
4240.597 | LABEL |  | 1365
4240.599 | BYPASS SWITCH |  | 2302
4240.603 | UPPER RIGHT PROFILE |  | 11892
4240.605 | SMALL HORIZONTAL PROFILE |  | 6445
4240.607 | FRONT RIGHT PROFILE |  | 10144
4240.609 | FRONT LEFT PROFILE |  | 10144
4240.611 | BACK RIGHT PROFILE |  | 9750
4240.613 | BACK LEFT PROFILE |  | 9750
4240.615 | UPPER LEFT PROFILE |  | 12641
4240.617 | LOWER LEFT PROFILE |  | 12497
4240.619 | LOWER RIGHT PROFILE |  | 12497
4240.621 | EXIT FUMES INSULATION PANEL |  | 5034
4240.622 | COMBUSTION CHAMBER |  | 359438
4240.624 | EXTERNAL CHAMBER PANEL |  | 18131
4240.625 | CHAMBER SUPPORTING BEAM |  | 14469
4240.626 | INSULATION BURNER PANEL |  | 18414
4240.627 | EXTERNAL BURNER PANEL |  | 20249
4240.629 | EXTERNAL UPPER BIG PANEL |  | 21109
4240.631 | EXTERNAL CHIMNEY PANEL |  | 23807
4240.634 | INTERNAL INSULATION PANEL |  | 19912
4240.635 | LOWER SMALL PANEL |  | 20152
4240.637 | LOWER BIG PANEL |  | 23072
4240.639 | INTERNAL BACK PANEL |  | 11526
4240.640 | COMBUSTION CHAMBER |  | 391546
4240.642 | EXTERNAL BACK PANEL |  | 15591
4240.644 | MOTOR-FAN | replaced by 4241.089 | 322618
4240.645 | INTERNAL MOTOR PANEL |  | 17170
4240.646 | INTERNAL CHIMNEY PANEL |  | 17296
4240.647 | INTERNAL UPPER BIG PANEL |  | 17629
4240.648 | RIGHT SIDE BURNER PANEL |  | 11926
4240.650 | LEFT SIDE BURNER PANEL |  | 11926
4240.652 | BURNER BOX COVER |  | 28110
4240.654 | EXTERNAL SIDE PANEL |  | 46844
4240.656 | INTERNAL SIDE PANEL |  | 34988
4240.657 | HANDLE |  | 22729
4240.660 | FOOT |  | 5530
4240.663 | ELECTRONIC CONTROLLER |  | 21310
4240.666 | BURNER STABILIZER |  | 1380
4240.685 | FORKLIFT BRACKET |  | 31071
4240.699 | MOTOR-FAN |  | 305604
4240.700 | POWER CORD |  | 6962
4240.711 | CAPACITOR 35UF |  | 4265
4240.714 | GAS PATH |  | 30835
4240.717 | CABLE BRACKET |  | 2043
4240.719 | CAPACITOR 75UF |  | 5358
4240.727 | LATERAL GRILLE |  | 84862
4240.728 | BELT GRILLE |  | Not available
4240.730 | MOTOR PANEL PROFILE |  | 5540
4240.732 | REINFORCEMENT PROFILE |  | 5032
4240.739 | AIR COMBUSTION FLAPS KIT |  | 6215
4240.740 | OIL PRE HEATER AIRBUS |  | 30338
4240.741 | MOTOR PANEL |  | 26680
4240.742 | MOTOR-FAN PANEL |  | 29073
4240.755 | COMPLETE CONTROL BOX BV 691S |  | 93697
4240.756 | COMPLETE CONTROL BOX BV 471S |  | 93009
4240.757 | CONTROL BOX |  | 32203
4240.758 | COMPONENTS BRACKET |  | 1584
4240.759 | FRONT BURNER BOX PANEL |  | 18896
4240.761 | BURNER BOX LOWER PANEL |  | 10270
4240.763 | BURNER BOX PANEL INSULATION |  | 14613
4240.764 | LEFT BURNER BOX PANEL |  | 9268
4240.766 | RIGHT BURNER BOX PANEL |  | 9365
4240.768 | BURNER BOX COVER |  | 19217
4240.770 | CONTROL BOX BRACKET |  | 2729
4240.772 | CLIP |  | 1452
4240.773 | AXLE BRACKET |  | 18103
4240.777 | DOCUMENTS BRACKET |  | 3572
4240.778 | CONTROL PANEL LABEL |  | 4495
4240.791 | FRONT HANDLE |  | 15055
4240.796 | RIGHT FRONT VERTICAL PROFILE |  | 9614
4240.798 | LEFT FRONT VERTICAL PROFILE |  | 9614
4240.812 | LOWER RIGHT PROFILE |  | 9860
4240.814 | LEFT LOWER HORIZONTAL PROFILE |  | 9860
4240.816 | EXTERNAL SIDE PANEL |  | 37922
4240.825 | 1 WAY OUTLET |  | 29330
4240.826 | 1 WAY OUTLET | replaced by 4240.633 | 38831
4240.828 | EXTERNAL SIDE PANEL |  | 48161
4240.830 | HANDLE |  | 14890
4240.831 | RIGHT LOWER HORIZONTAL PROFILE |  | Not available
4240.832 | FRONT RIGHT PROFILE |  | 10744
4240.834 | FRONT LEFT PROFILE |  | 10744
4240.836 | LOWER RIGHT PROFILE |  | 12781
4240.838 | LOWER LEFT PROFILE |  | 12781
4240.842 | BURNER BOX COVER |  | 23547
4240.843 | RIGHT SIDE BURNER PANEL |  | 12383
4240.845 | LEFT SIDE BURNER PANEL |  | 11951
4240.847 | EXTERNAL BURNER PANEL |  | 20349
4240.849 | INSULATION BURNER PANEL |  | 17371
4240.853 | COMPLETE CONTROL BOX BV 691T |  | 93900
4240.993 | LOWER SMALL PANEL |  | 18321
4240.995 | BURNER BOX LOWER PANEL |  | 9998
4240.997 | BURNER BOX COVER PROFILE |  | 646
4240.998 | NTC THERMISTOR |  | 2689
4240.999 | ELECTRONIC DISCONNECTOR |  | 14890
4241.000 | LATERNAL EXTERNAL PANEL |  | 29082
4241.002 | 4 WAY OUTLET |  | 51638
4241.015 | UPPER PANEL |  | 21301
4241.017 | LEFT LATERAL BRACKET |  | 12021
4241.019 | RIGHT LATERAL PANEL |  | 12021
4241.021 | REAR PANEL |  | 7436
4241.023 | RIGHT FRAME |  | 20368
4241.028 | LEFT FRAME |  | 20108
4241.030 | LATERAL PANEL BRACKET |  | 1394
4241.035 | FILTER PANEL |  | 2778
4241.043 | KIT GAS BURNER BV 471 |  | 688665
4241.046 | KIT GAS BURNER BV 691 |  | 767297
4241.048 | STRAIGHT SPACER |  | 2591
4241.050 | MOTOR FIXED BASE |  | 18975
4241.051 | MOTOR MOBILE BASE |  | 13136
4241.052 | REAR CARTER |  | 7004
4241.053 | FRONT CARTER |  | 4291
4241.054 | RIGHT FRAME |  | 24883
4241.057 | LEFT FRAME |  | 24883
4241.059 | REAR PANEL |  | 12232
4241.061 | RIGHT LATERAL PANEL |  | 18724
4241.063 | LEFT LATERAL PANEL |  | 18724
4241.065 | UPPER PANEL |  | 28018
4241.067 | LOWER REAR PANEL |  | 32135
4241.069 | LATERAL EXTERNAL PANEL |  | 44960
4241.070 | 1 WAY OUTLET PANEL |  | 57834
4241.081 | WHEEL |  | 15230
4241.083 | WHEEL AXLE |  | 13131
4241.086 | WHEEL |  | 18794
4241.087 | WHEEL AXLE |  | 6280
4241.089 | MOTOR-FAN |  | 281308
4241.090 | CAPACITOR 45 µF |  | 5993
4241.138 | MOTOR FIXED BASE |  | 30807
4241.139 | REAR CARTER |  | 14375
4241.140 | FRONT CARTER |  | 12361
4241.141 | MOTOR TAPER BUSH |  | 3645
4241.142 | MOTOR PULLEY |  | 10280
4241.143 | FAN BELT PULLEY |  | 16172
4241.144 | BELT |  | 7222
4241.145 | LATERAL GRILLE |  | 26984
4241.147 | FAN PULLEY |  | 15358
4241.148 | MOTOR PULLEY |  | 7813
4241.149 | BELT |  | 6055
4241.150 | MOTOR BASE |  | 24912
4241.151 | BELT CARTER |  | 10431
4241.152 | BELT FRONT CARTER |  | 9666
4241.153 | BELT GRILLE |  | 29131
4241.154 | MOTOR MOBILE BASE |  | 18734
4241.157 | LATERNAL EXTERNAL PANEL ORANGE RAL2004 |  | 43444
4241.158 | LATERAL EXTERNAL PANEL ORANGE RAL2004 |  | 62582
4241.179 | WHEEL AXLE |  | 7608
4250.006 | CONTROL BOX BRACKET |  | 5197
4250.007 | CONTROL BOX |  | 112564
4250.015 | POWER SUPPLY DISPLAY COMPLETE BCF 231 |  | 22228
4250.027 | CAPACITOR BRACKET |  | 746
4250.061 | DRIVER |  | 348476
4250.316 | COMPONENTS BRACKET |  | 4706
4250.321 | PLASTIC BODY |  | 171596
4250.322 | PLASTIC BODY |  | 146467
4250.324 | LATERAL FILTER BRACKET |  | 4633
4250.325 | CENTRAL FILTER BRACKET |  | 11589
4250.327 | UPPER FILTER BRACKET |  | 8723
4250.329 | EXTERNAL PLATE |  | 1447
4250.331 | WATER PUMP BRACKET |  | 2632
4250.334 | WATER HOSE |  | 1114
4250.335 | PLASTIC COVER |  | 700
4250.336 | MASTER FRONT PLATE |  | 3529
4250.337 | EXTERNAL MOTOR PLATE |  | 1051
4250.340 | LATERAL FILTER BRACKET |  | 3341
4250.342 | LOWER FILTER BRACKET |  | 1698
4250.343 | UPPER PAD BRACKET |  | 4786
4250.351 | DIRECT CONDENSATE DRAIN KIT DH26 |  | 4352
4250.418 | DISCHARGE CAP |  | 1607
4250.427 | UV LAMP |  | 11963
4250.437 | CONTROL PANEL + PCB BC120 BC220 |  | 60583
4250.440 | HOT AIR OUTPUT ADAPTER |  | Not available
4260.000 | VENTILATION MOTOR WITH CABLE |  | 8905
4260.001 | NOZZLE 0,40 GPH 80° H LE |  | 6156
4260.002 | SOLENOID PUMP |  | 25952
4260.003 | MOTOR CENTRIFUGAL COMBUSTION |  | 14090
4260.004 | TRANSFORMER |  | 9955
4260.005 | ANTI-TILTING SWITCH | replaced by 4260.110 | Not available
4260.006 | FUEL GAUGE |  | 1120
4260.007 | COMPLETE TANK CAP | replaced by 4100.052 | 1294
4260.009 | TRANSFORMER CABLE - NOT AVAILABLE |  | 704
4260.011 | OVER-HEAT THERMOSTAT 80°C | replaced by 4032.883 | 2540
4260.017 | FUEL GAUGE |  | 1115
4260.018 | VENTILATION MOTOR WITH CABLE | replaced by 4260.000 | 9731
4260.059 | OIL PIPE + NUT |  | 2491
4260.095 | RESISTANCE 4,4 KW | replaced by 4260.255 | Not available
4260.096 | MOTOR + FAN | replaced by 4260.139 | 22080
4260.097 | CONTACTOR 18A |  | 11674
4260.098 | RESISTANCE 5 KW |  | 16757
4260.099 | LEVEL INDICATOR BV77 |  | 1236
4260.100 | CAP BV | replaced by 4165.545 | 1049
4260.105 | LEVEL INDICATOR BV |  | 1328
4260.107 | SUCTION FILTER BV77 |  | 826
4260.109 | OVERHEAT THERMOSTAT | replaced by 4162.910 | 2375
4260.110 | ANTI-TILTING SWITCH |  | 5007
4260.111 | MANUAL RESET THERMOSTAT |  | 4503
4260.112 | INDICATOR LIGHT |  | 1066
4260.113 | TRANSFORMER |  | 11166
4260.114 | TRANSFORMER 120V |  | 12658
4260.115 | SOLENOID PUMP |  | 26233
4260.116 | CENTRIFUGAL COMBUSTION MOTOR |  | 13202
4260.118 | VENTILATION MOTOR WITH CABLE |  | 7128
4260.119 | RED CAP FOR TRANSPORTATION |  | 1566
4260.123 | FUEL LEVEL PROBE |  | 1165
4260.129 | TERMINAL BLOCK |  | 1108
4260.130 | SAFETY THERMOSTAT |  | 2686
4260.131 | BULB CLIP |  | 107
4260.132 | AUTOMATIC THERMOSTAT |  | 655
4260.139 | MOTOR + FAN |  | 26034
4260.140 | THERMOSTAT |  | 3257
4260.141 | SOLENOID PUMP |  | 28091
4260.143 | TRANSFORMER HT |  | 15822
4260.146 | VENTILATION MOTOR WITH CABLE |  | 7128
4260.147 | MOTOR CENTRIFUGAL COMBUSTION |  | 12855
4260.165 | TRANSFORMER 110V | replaced by 4260.253 | 11478
4260.166 | CONNECTION |  | 2878
4260.167 | SOCKET |  | 1736
4260.168 | CAP |  | 1355
4260.169 | WHEEL |  | 3803
4260.174 | ROTARY SWITCH |  | 3478
4260.175 | BLOCK |  | 214
4260.176 | ROTARY SWITCH |  | 3519
4260.177 | ANGULAR FIX CASE |  | Not available
4260.178 | COMPLETE TANK CAP |  | 762
4260.185 | ELECTROVALVE |  | 33432
4260.187 | SWITCH 0-1-2 |  | Not available
4260.188 | ELECTRONIC PC-BOARD |  | 23295
4260.192 | PROTECTION GROMMET |  | 345
4260.193 | MOTOR |  | 51612
4260.194 | CENTRIFUGAL FAN |  | 14887
4260.195 | RELAY |  | 4262
4260.196 | GASKET |  | Not available
4260.197 | GASKET |  | Not available
4260.198 | TERMINAL BOX |  | Not available
4260.208 | ELECTROVALVE |  | 56467
4260.209 | STRAIGHT FLANGE |  | 5129
4260.210 | OGIVE FITTING |  | 2951
4260.211 | OGIVE FOR FITTING |  | 230
4260.212 | NUT FOR FITTING |  | 1159
4260.219 | METAL STRAIGHT CONNECTION |  | 3244
4260.220 | SAFETY THERMOSTAT |  | 1236
4260.221 | CONNECTION SOCKET |  | Not available
4260.222 | CONNECTION HOUSING |  | Not available
4260.229 | SAFETY THERMOSTAT |  | 1481
4260.231 | TERMINAL BOX |  | 1358
4260.232 | ELECTRICAL MOTOR |  | Not available
4260.233 | RESET PUSH-BUTTON |  | 743
4260.235 | TRANSFORMER HT |  | 17224
4260.243 | SOLENOID PUMP 12V |  | 36168
4260.245 | COOLING MOTOR 12V |  | 17423
4260.246 | BREATHE VALVE |  | 1107
4260.248 | MOTOR | replaced by 4260.193 | 55743
4260.249 | TRANSFORMER HT |  | 17224
4260.253 | TRANSFORMER HT |  | 10472
4260.254 | SAFETY THERMOSTAT |  | 1239
4260.255 | RESISTANCE 4,4 KW |  | 9760
4260.256 | RESISTANCE 5 KW |  | 9841
4260.257 | CAPACITOR |  | 2919
4260.258 | CENTRIFUGAL FAN | replaced by 4260.194 | 16952
4260.262 | PLUG MALE C14 |  | 843
4260.263 | TRANSFORMER |  | 18005
4260.268 | MASTER LITHIUM BATTERY |  | 29743
4260.269 | SAFETY THERMOSTAT |  | 1270
4260.270 | CHA MASTER BATTERY CHARGER |  | 16524
4260.271 | BATTERY CHARGER USA (NEMA) |  | 16937
4260.272 | TERMINAL BOX |  | 1136
4260.278 | TEMPERATURE AND HUMIDITY SENSOR |  | 10831
4260.279 | SCHUKO TO NEW ZEAL. PLUG ADAPTER |  | 3572
4260.288 | CAP |  | 316
4260.294 | NIPPLE |  | 1707
4260.301 | OVERHEAT THERMOSTAT |  | 5197
4260.302 | POST VENTILATION THERMOSTAT |  | 4874
4260.306 | FUEL FILTER |  | 60139
4260.308 | MOTOR CAGE |  | 26860
4260.309 | FAN |  | 59055
4260.310 | MOTOR |  | 106973
4260.311 | MOTOR PLATE |  | Not available
4260.312 | MOTOR CAPACITOR |  | 3786
4260.313 | MOTOR GRID |  | 18103
4260.314 | TEMPERATURE SONDE |  | 8798
4260.326 | FUEL FILTER FOR BIOFUEL |  | Not available
4260.621 | INSULATION CHAMBER PANEL |  | Not available
4290.003 | CABLE FEEDTHROUGH |  | 243
4290.012 | WASHER CERAMIC FIBER |  | 959
4290.013 | SCREW |  | 87
4290.014 | ELASTIC WASHER GROWER |  | 87
4290.021 | SPACER PC-BOARD |  | 87
4290.023 | CONNECTION STRAIGHT |  | 561
4290.024 | O-RING |  | 87
4290.025 | PAPER FILTER |  | 598
4290.026 | TANK FILTER | replaced by 4290.239 | 598
4290.027 | CLAMPS HOSE | replaced by 4100.810 | 138
4290.028 | SPACER DISPLAY-BOARD |  | 87
4290.029 | ROCKER SWITCH 10A |  | 459
4290.030 | COVER SWITCH | only with switch 4290.029 | Not available
4290.032 | POWER CORD LOCKNUT |  | 559
4290.046 | STRAIN RELIEF BUSHING |  | 359
4290.047 | LOCKNUT NYLON |  | 116
4290.052 | BLACK PVC CABLE FEEDTHROUGH Ø18X2 |  | 145
4290.053 | CONN. STRAIGHT |  | 876
4290.055 | CABLE FEEDTHROUGH | replaced by 4290.003 | 243
4290.058 | PLASTIC CONDUIT |  | 131
4290.075 | KNOB |  | 808
4290.083 | TANK FILTER | replaced by 4290.213 | 1136
4290.089 | STRAIN RELIEF BUSHING |  | 2212
4290.125 | RAIL |  | 461
4290.136 | CABLE FEEDTHROUGH Ø10 |  | Not available
4290.167 | SPLINT PIN |  | 87
4290.189 | SPACER |  | 962
4290.192 | STRAIN RELIEF |  | Not available
4290.193 | LOCKNUT |  | Not available
4290.194 | STRAIN RELIEF |  | 330
4290.199 | SCREW |  | 122
4290.200 | SCREW |  | 87
4290.204 | STRAIN RELIEF |  | Not available
4290.210 | TANK FILTER | replaced by 4290.239 | 604
4290.213 | TANK FILTER |  | 1034
4290.222 | PLASTIC NUT FOR HIGH TENSION WIRE |  | 87
4290.237 | EYEBOLT M8 INOX |  | 1387
4290.239 | TANK FILTER |  | 598
4290.240 | SCREW KNOB |  | 1178
4290.242 | WIRES PROTECTION |  | 230
4290.243 | POWER SUPPLY BOARD SPACER |  | 145
4290.248 | PLASTIC WASHER |  | 185
4290.254 | RUBBER RING |  | 304
4290.262 | NUT WITH FASTENING |  | 87
4290.300 | REGULATION SCREW |  | 530
4501.200 | AIR DIFFUSER |  | 14294
4501.201 | AUTO FILTER |  | 4621
4501.204 | CASTOR |  | 767
4501.205 | CELLULOSE PAD |  | 7893
4501.207 | DRAIN PIPE |  | 1642
4501.208 | FAN BLADE |  | 4160
4501.211 | FLOATER |  | 270
4501.212 | FLOW DEFLECTOR |  | 338
4501.216 | INLET VALVE |  | 2465
4501.222 | MOTOR |  | 19281
4501.225 | PCB |  | 9020
4501.226 | PIPE |  | 3240
4501.228 | REMOTE CONTROLLER |  | 2999
4501.230 | RUBBER STOPPER |  | 316
4501.232 | SWING MOTOR |  | 4269
4501.235 | TRANSFORMER |  | 1817
4501.236 | WATER DISTRIBUTOR |  | 5670
4501.237 | WATER LEVEL PROBE |  | 1761
4501.238 | WATER PUMP |  | 4017
4501.241 | TEMPERATURE SENSOR |  | 498
4501.242 | IONIZER |  | 1807
4501.260 | CASTOR WITH BRAKE |  | 2298
4501.261 | CASTOR |  | 2256
4501.280 | CAPACITOR 5UF 450V |  | 2793
4501.281 | IONIZER NB-A-4 |  | 2594
4501.282 | WATER HOSE DIA 15MM 85CM |  | 1719
4501.300 | AIR DIFFUSER FRAME |  | 12787
4501.301 | AIR DIFFUSER LOUVER |  | 9656
4501.302 | BACK PANEL |  | 15643
4501.303 | CAPACITOR |  | 3284
4501.304 | COOLING PAD |  | 20028
4501.305 | PAD HOLDER |  | 2518
4501.306 | DRAIN NUT |  | 646
4501.307 | DRAIN RUBBER BLANKET |  | 767
4501.308 | DUST FILTER |  | 2978
4501.309 | FAN BLADE |  | 16062
4501.310 | FILTER BASE | together with 4501.311 | Not available
4501.311 | FILTER COVER |  | 689
4501.312 | FOOT STOOL |  | 4641
4501.313 | FRONT PANEL |  | 27652
4501.314 | LED DISPLAY |  | 10319
4501.315 | MOTOR |  | 57537
4501.316 | MOTOR BRACKET |  | 3822
4501.317 | PCB |  | 13391
4501.318 | PROTECTIVE SCREEN |  | 1761
4501.319 | WATER DISTRIBUTOR |  | 10440
4501.320 | WATER LEVEL INDICATE RUBBER BLANKET |  | 145
4501.321 | WATER LEVEL INDICATOR |  | 853
4501.322 | WATER PIPE |  | 4544
4501.323 | WATER PUMP |  | 8985
4501.324 | WATER TANK |  | 44297
4501.325 | WHEEL |  | 2135
4501.326 | REMOTE CONTROLLER |  | 2956
4501.327 | WATER LEVEL PROBE |  | 2298
4501.328 | POWER CORD |  | 3240
4501.329 | DRAIN BASE |  | 1199
4501.330 | FRONT LOUVER |  | Not available
4501.331 | BACK LOUVER |  | Not available
4501.332 | FRONT LOUVER CONNECTED BAR |  | Not available
4501.333 | FRONT LOUVER FIXED BAR |  | Not available
4501.334 | BACK LOUVER CONNECTED BAR |  | Not available
4501.335 | BACK LOUVER DRIVED BAR |  | Not available
4501.336 | FLOAT VALVE |  | 2518
4501.403 | FRONT WHEEL |  | 2584
4501.404 | BACK WHEEL |  | 3657
4501.409 | WATER DISTRIBUTOR |  | 3033
4501.410 | FLOW DEFLECTOR |  | 3635
4501.411 | DRAIN VALVE |  | 1409
4501.413 | AUTOFILTER |  | 1265
4502.520 | WATER PIPE |  | 1982
4502.521 | CABLE 4-PIN OF CONTROL PANEL BC80 |  | 4752
4502.522 | CABLE 6-PIN OF CONTROL PANEL BC80 |  | 4544
4506.020 | OVERHEAT THERMOSTAT WA29A/WA41A/WA59 |  | 10608
4506.021 | COMBUSTION DISH WA41A/WA59 |  | 52022
4506.043 | BUPPER RING WA41A |  | 34694
4506.044 | HEAT SHIELD WA41A |  | 4990
4506.119 | CAPACITOR WA 41A/WA 59A |  | 9393
4506.403 | FUEL FILTER - FINAL |  | 7784
4506.404 | FUEL FILTER - PRELIMINARY |  | 3045
4506.407 | SHOVEL |  | 5998
4506.408 | MICROSWITCH |  | 3975
4506.409 | FURNACE PAN |  | 14365
4506.411 | MOTOREDUCER |  | Not available
4506.419 | WIRE RING |  | 3985
4506.420 | RING |  | 17170
4506.428 | COVER OF COMBUSTION CHAMBER |  | 14459
4506.430 | FUEL TANK CAP |  | 2882
4506.431 | FUEL PUMP |  | 36890
4506.432 | HOT AIR TUBE |  | 14314
4506.434 | BIMETAL THERMOSTAT |  | 4930
4506.435 | BIMETAL THERMOSTAT |  | 8639
4506.438 | FUEL SYSTEM |  | 27396
4506.439 | SHAFT |  | 3793
4506.440 | FAN |  | 95499
4506.447 | DRAIN VALVE |  | 2526
4506.450 | CONTROLLER |  | 84798
4506.453 | OVERFLOW GEAR |  | 8543
4506.454 | COUPLING |  | 122
4506.455 | OIL PUMP |  | 34241
4506.458 | MOTOREDUCER |  | 18437
4506.459 | CONTROL BOX |  | Not available
4506.460 | BIMETAL THERMOSTAT |  | 7160
4506.600 | COMBUSTION CHAMBER CYLINDER |  | 13280
4506.601 | FUEL TANK COVER DEFLECTOR |  | Not available
4506.602 | COMBUSTION CHAMBER DEFLECTOR |  | 13087
4506.603 | FUEL PUMP FILTER |  | 4690
4506.604 | FILLER FILTER |  | 4247
4506.605 | BLOWING FLAP |  | Not available
4506.606 | COMBUSTION CHAMBER |  | 86868
4506.607 | SHOVEL |  | 5736
4506.608 | MICROSWITCH |  | 2057
4506.609 | CAST IRON PAN |  | 14911
4506.610 | COMBUSTION CHAMBER COVER |  | 56568
4506.611 | MOTOR COVER |  | Not available
4506.612 | PC BOARD COVER |  | Not available
4506.613 | FAN COVER |  | 22913
4506.614 | FUEL TANK COVER |  | Not available
4506.615 | THERMOSTAT STB COVER |  | Not available
4506.616 | THERMOSTAT COVER |  | Not available
4506.617 | COMBUSTION CHAMBER BACK PANEL |  | Not available
4506.618 | FAN BACK PANEL |  | Not available
4506.619 | FUEL TANK SCREEN |  | Not available
4506.620 | CONTROL PANEL |  | Not available
4506.621 | WIRE RING |  | 2919
4506.622 | PC BOARD | replaced by 4506.650 | Not available
4506.623 | BASE (LEGS + GUIDE BAR) |  | Not available
4506.624 | COMBUSTION CHAMBER BASE |  | Not available
4506.625 | COMBUSTION CHAMBER COVER |  | 12866
4506.626 | FILLER CAP |  | Not available
4506.627 | FUEL PUMP |  | 24439
4506.628 | SEAL WIRE BIG |  | Not available
4506.629 | SEAL WIRE SMALL |  | Not available
4506.630 | CONDUCTOR 3X1 0,9M |  | Not available
4506.631 | CONDUCTOR 3X1 1,2M |  | Not available
4506.632 | CONDUCTOR 5X1 2,6M |  | Not available
4506.633 | FILTER PUMP RUBBER FUEL LINE |  | Not available
4506.634 | OVERFLOW RUBBER FUEL LINE |  | Not available
4506.635 | FEED RUBBER FUEL LINE |  | Not available
4506.636 | POWER CORD |  | Not available
4506.637 | DRAUGHT REGULATOR |  | 26668
4506.638 | FEED TUBE |  | 13534
4506.639 | FUEL PUMP MOTOR |  | 17303
4506.640 | THERMOSTAT STB |  | 2535
4506.641 | THERMOSTAT |  | 6708
4506.642 | FEED TEE |  | 12913
4506.643 | DRIVING SHAFT |  | Not available
4506.644 | FAN |  | 72859
4506.645 | FUEL PUMP BRACKET |  | Not available
4506.646 | OVERFLOW PROTECTION |  | 5700
4506.647 | FUEL TANK VALVE |  | 3609
4506.648 | FUEL TANK |  | 53052
4506.650 | PC BOARD 5 LED |  | 55604
4506.651 | CONTROL PANEL 5 LED |  | 10056
4506.652 | FAN CABLE |  | 3788
4506.653 | THERMOSTAT CABLE |  | 1265
4506.654 | PC BOARD KNOB |  | 547
4506.700 | PC BOARD WA31 |  | 24094
4509.035 | HOSE CLAMP |  | 136
4509.045 | GAS HOSE |  | 865
4509.252 | ODS PILOT |  | 4027
4509.253 | NOZZLE SET |  | 544
4509.254 | IGNITOR | replaced by 4162.222 | 1301
4509.255 | WHEEL |  | 275
4509.256 | ANTI TILT SWITCH |  | 1399
4509.257 | KNOB + PANEL |  | 1401
4509.258 | SAFE GUARD |  | 1280
4509.260 | BURNER GROUP |  | 7550
4509.266 | GAS VALVE |  | 4211
4509.300 | GAS VALVE |  | 4211
4509.302 | BURNER GROUP |  | 2953
4509.303 | TERMOCOUPLE |  | 1775
4509.304 | GAS CONNECTING PIPE |  | 1248
4509.305 | KNOB |  | 87
4509.306 | ELECTRIC MAGNETIC VALVE |  | 498
4509.400 | AIR ANALYZER |  | 8600
4509.402 | BARB FITTING |  | 262
4509.404 | CONNECTION |  | 87
4509.406 | FRONT PANEL |  | 17070
4509.408 | GASKET |  | 87
4509.409 | KNOB |  | 1314
4509.410 | KNOB AND IGNITOR CASE |  | 700
4509.411 | PIEZO-IGNITOR |  | 2710
4509.412 | PIEZO-IGNITOR CABLE |  | 867
4509.413 | SAFETY VALVE |  | 8940
4509.415 | TANK COVER |  | 5211
4509.416 | WHEEL |  | 430
4509.417 | WHEEL NUT |  | Not available
4509.501 | BICONE Ø 6 |  | 430
4509.502 | BREAKER CIRCUIT THERMOELEMENT |  | 1739
4509.503 | CABLE |  | 4131
4509.504 | CONDENSER 14 ΜF |  | 8029
4509.505 | CONNECTION 90°1/4" FX6 |  | Not available
4509.506 | ELASTIC PLATE U42-032A |  | Not available
4509.507 | FUSE 6 A GF | replaced by 4031.080 | 401
4509.508 | FUSE HOLDER |  | Not available
4509.509 | GAS HOSE MT 2 | replaced by 4160.656 | 2688
4509.513 | MOTOR 130 W 110/220V |  | Not available
4509.516 | NUT FOR BICONE Ø 6 |  | 575
4509.518 | NUT M8 FOR THERMOCOUPLE |  | 122
4509.519 | OVERHEAT THERMOSTAT |  | 3038
4509.520 | PIEZO-IGNITER |  | 2581
4509.521 | PLUG |  | Not available
4509.523 | RIVET AL 4,9X9 |  | 114
4509.529 | SCREW TC M5X10 |  | 114
4509.533 | SOLENOID SPOOL PARKER 110 V |  | 6224
4509.534 | SOLENOID VALVE 1/4 110V |  | 8524
4509.537 | SWITCH 0 -1 |  | 1029
4509.538 | SWITCH I -0 -II |  | 1064
4509.539 | SWITCH PLASTIC PROFILE |  | 1000
4509.540 | SWITCHING CABLE |  | 964
4509.541 | TERMINAL BOARD |  | Not available
4509.542 | THERMOCOUPLE |  | 2302
4509.544 | THERMOVALVE SIT |  | 10713
4509.546 | VALVE BUSH SIT |  | Not available
4509.547 | WASHER Ø 6 |  | Not available
4509.548 | EXCESS FLOW VALVE 10 KG |  | 8650
4509.550 | STAINLESS OUTLET GRILL |  | 8051
4509.602 | FAN Ø 350 23º |  | Not available
4509.615 | SAFETY THERMOSTAT TY95H |  | 7030
4509.631 | LONISATION ELECTRODE |  | 1489
4509.632 | LONISATION ELECTRODE |  | 2508
4509.633 | IGNITION ELECTRODE |  | 1489
4509.648 | VALVE SUPPORT HONEYWELL |  | 9654
4509.650 | SEAL 3/4" |  | 175
4509.651 | CONNECTION 3/4" MM |  | 3624
4509.652 | CONNECTION 3/4 " MF |  | 1318
4509.656 | FLANGE |  | 6909
4509.667 | PLUG VALVE |  | 2732
4509.668 | PLUG |  | 94
4509.676 | CONTROL BOX BRAHMA TGRD 81 |  | 26682
4509.681 | MICROSWITCH WITH PLATE |  | 8524
4509.687 | H.T.CABLE CONNECT.90º |  | 2907
4509.689 | RELAY FINDER 62.82 V230 |  | 5069
4509.690 | RELAY FINDER 65.31 V230 |  | 5103
4509.691 | TERMINAL BOARD/ FUSE HOLDER |  | 1778
4509.695 | SILICONE PIPE Ø8X12 |  | 4801
4510.125 | GRILL REM 9 |  | 1873
4510.128 | PIPE HANDLE |  | 3805
4510.129 | PIPE HANDLE |  | 3653
4510.138 | GRILL REAR 3,5 |  | 1355
4510.140 | WASHER FIXING |  | 172
4510.147 | TOP COVER B 22 EPA |  | Not available
4510.164 | GRILL 15 EPA |  | Not available
4510.165 | GRILL 22 EPA |  | 2921
4510.166 | OPEN FAN GUARD 300 |  | Not available
4510.167 | OPEN FAN GUARD 350MM |  | 4192
4510.170 | PIPE HANDLE B 15 |  | 4753
4510.171 | PIPE HANDLE B 22 |  | Not available
4510.301 | ELECTRIC MOTORS 5W/230V |  | 6928
4510.302 | ELECTRIC MOTORS 12W/400V |  | 16544
4510.303 | ELECTRIC MOTOR 16W/400V |  | 9646
4510.304 | ELECTRIC MOTORS 25W/230V | replaced by 4510.321 | Not available
4510.307 | ELECTRIC MOTORS 16W/230V |  | 10056
4510.309 | ELECTRIC MOTORS 40W/230V WITH CONDENSER |  | 13303
4510.310 | ELECTRIC MOTOR 7W/230V |  | 9404
4510.312 | FAN 200/34 |  | 910
4510.313 | FAN 254/34 | replaced by 4510.318 | Not available
4510.314 | FAN 300/26 |  | 2208
4510.315 | FAN 350/19 |  | 2015
4510.316 | FAN 170/28 |  | 791
4510.317 | FAN 200/28 |  | 1323
4510.318 | FAN 250/28 |  | 1482
4510.319 | MOTOR WITH ACCESSORIES 70/145W 230V - 300B |  | 24443
4510.320 | FAN 230/28 B |  | 1246
4510.321 | ELECTRIC MOTOR 25W/230V |  | 12575
4510.322 | AXIAL FAN MOTOR WITH ACCESSORIES 350B 70W/230V |  | 26377
4510.323 | FAN 70W/230V 350B (MOTOR+FAN+GRID+CAPACITOR+BOX) |  | 34015
4510.324 | ELECTRIC MOTOR 7W/115V |  | 10115
4510.325 | AXIAL FAN MOTOR 180W/380V 400B(MOTOR+FAN+GRID+BOX) |  | 29289
4510.326 | FAN 254/28 B |  | 1795
4510.355 | HEATING ELEMENT 2500W/230V V.1 |  | 5862
4510.356 | HEATING ELEMENT 3666W/230V V.1 |  | 7534
4510.359 | HEATING ELEMENT 1666W/230V V.2 |  | 4859
4510.360 | HEATING ELEMENT 3000W/230V V.2 |  | 6754
4510.361 | HEATING ELEMENT 1000W/230V SPIRAL | replaced by 4510.367 | 3279
4510.362 | HEATING ELEMENT 1400W/230V V.2 |  | 4151
4510.367 | HEATING ELEMENT 1000W/230V S 2X3,5 |  | 3279
4510.371 | HEATING ELEMENT 3000W |  | 5887
4510.372 | HEATING ELEMENT 3000W/230V RENTAL |  | 5763
4510.373 | HEATING ELEMENT 085 1400W/230V |  | 4102
4510.374 | HEATING ELEMENT 2500W E22 |  | 5494
4510.375 | HEATING ELEMENT 3666W E23 |  | 7279
4510.376 | HEATING ELEMENT 1400W/110V |  | 4102
4510.377 | HEATING ELEMENT 230V 2500W |  | 5902
4510.380 | HEATING ELEMENT 2M 1666W |  | 4313
4510.401 | ROTARY SWITCH 16A/400V |  | 903
4510.402 | RELAY 230V - 16A/250V 2T/NO |  | 5374
4510.403 | BIMETALLIC THERMOSTAT 16A/250V 5-75OC |  | 1241
4510.404 | OVERHEAT SENSOR 16A/250V 60OC/NO |  | 1278
4510.405 | THERMAL CUT-OUT 16A/250V 80OC/NC | replaced by 4510.435 | Not available
4510.410 | PLUG PANEL MOUNTED 16A/400V (60) |  | 4027
4510.411 | PLUG PANEL MOUNTED 32A/400V (56) |  | 3517
4510.412 | PLUG PANEL MOUNTED 63A/400V (80) | replaced by 4510.438 | Not available
4510.414 | SCREW TEWRMINAL BLOCK |  | 1608
4510.416 | CAPILLARY THERMOSTAT 16A/250V 0-40OC |  | 3849
4510.417 | RELAY 230V - 30A/250V | replaced by 4111.032 | 3913
4510.418 | PLUG PANEL MOUNTED 32A/110V |  | 3388
4510.420 | SUPPLY CORD |  | Not available
4510.421 | SCREW TERMINAL BLOCK |  | 1586
4510.422 | PLUG PANEL MOUNTED 16A/400 (56) |  | 2961
4510.426 | RELAY 110V - 16A/250V |  | 5911
4510.428 | SUPPLY CORD WITH PLUG |  | 1692
4510.429 | CAM FASTENER |  | 5098
4510.431 | PLUG 16A/250V 2P+E |  | 2375
4510.435 | THERMAL CUT-OUT WITH MANUAL RESET |  | 1380
4510.436 | THERMAL CUT-OUT WITH RESET F 90 |  | 876
4510.437 | PLUG |  | 3614
4510.438 | PLAG 63A/400V (90) |  | 18630
4510.443 | THERMAL CUT-OUT 110OC WITH RESET |  | 1221
4510.444 | RELAY 230V 16A/250V 2CO | replaced by 4510.402 | Not available
4510.445 | SUPPLY CORD WITH PLUG H07RN-F 5G4 |  | 9197
4510.446 | CAPILLARY THERMOSTAT 16A/250V-27,5OC-87,5OC | replaced by 4165.552 | Not available
4510.447 | PLUG PANEL MOUNTED 32A/400V |  | 4043
4510.448 | LOAD SWITCH 230V/16A-2K-RED |  | 2776
4510.449 | OVERHEAT THERMOSTAT 16A/250V 80OC |  | 1250
4510.450 | OVERHEAT THERMOSTAT 16A/250V70OC |  | 1151
4510.451 | RELAY 25A/250V RELPOL | replaced by 4510.402 | Not available
4510.454 | CONTACTOR 4KW / 9A / 400AC /1Z |  | 5977
4510.455 | PLUG 63A/400V 3P+N+E |  | 17760
4510.456 | SCREW CONNECTION |  | 1685
4510.457 | END PLATE |  | 546
4510.458 | HOLDERS RAIL TS35 |  | 646
4510.460 | INDICATOR LIGHT 400V |  | 1102
4510.462 | OVER-HEAT TERMOSTAT 16A/250V 80°C |  | 4736
4510.463 | OVERHEAT SENSOR 16A/250V 40OC/NO |  | 1278
4510.464 | PHASE CONTROL RELAY |  | 10911
4510.471 | RELAY MODUL 230V 30A/250V 2NO | replaced by 4034.225 | Not available
4510.474 | POWER CORD |  | 3043
4510.475 | PLUG 32A/110V L+N+E IP44 |  | 4124
4510.477 | OVERHEAT THERMOSTAT 16A/250V 60OC |  | 1207
4510.601 | HANDLE |  | 496
4510.602 | KNOB 40MM |  | Not available
4510.603 | PLASTIC DISTANCE 15MM |  | 87
4510.604 | PIPE CAP 12MM | replaced by 4510.623 | Not available
4510.605 | STRAIN RELIEF BUSHING |  | 143
4510.607 | LEG RUBBER |  | 173
4510.608 | BELT |  | 87
4510.610 | KNOB 44MM |  | 366
4510.611 | BASE FOR RESET LEVER |  | 105
4510.612 | RESET LEVER |  | 88
4510.613 | DISTANS |  | 87
4510.614 | STRAIN RELIEF BUSHING |  | 258
4510.615 | STRAIN RELIEF BUSHING |  | 107
4510.623 | PIPE CAP |  | 87
4510.634 | RUBBER LEG 32X33MM |  | 806
4510.733 | TIP STRAIGHT 1,0/8 |  | 87
4510.802 | TAPPING SCREW ST3.9X9.5 |  | Not available
4510.812 | PLAIN WASHER ISO 7093 - A4.3 - A1J |  | 87
4510.814 | SCREW M4X8 |  | Not available
4510.817 | TAPPING SCREW ST3.9X25 |  | 87
4510.821 | TAPPING SCREW ST4.8X9.5 |  | Not available
4510.824 | PLAIN WASHER ISO 7093 - A5.3 - A1J |  | 87
4510.827 | TAPPING SCREW ST3.5X22 |  | 87
4510.836 | TAPPING SCREW ST4.8X19 |  | Not available
4510.839 | PLAIN WASHER |  | Not available
4510.840 | TAPPING SCREW ST3,9X27 |  | 87
4510.841 | SHEET-METAL SCREW ST3,9X9,5 |  | 87
4510.842 | COTTER PIN |  | 180
4510.843 | WASHER PN |  | 182
4510.845 | KNOB HEAD SCREW |  | 87
4510.847 | CROSS RECESSED PAN HEAD TAPPING SCREW |  | 87
4510.848 | KNOB HEAD SCREW |  | 87
4510.850 | TAPPING SCREW 4,2X16 |  | 87
4510.855 | BULB CLIP |  | 1250
4510.874 | CLIP |  | 109
4511.207 | WHEEL AXLE B 18 EPR | replaced by 4511.766 | Not available
4511.208 | BACK PIPE HANDLE B18EPR |  | 6149
4511.209 | FRONT PIPE HANDLE B18EPR |  | 7509
4511.215 | GRILL |  | Not available
4511.222 | BACK GRILL COVER |  | 2615
4511.226 | TOP COVER B2EPB |  | 1493
4511.239 | GRILL 3, 5 EPB |  | 1947
4511.245 | LEFT RESISTANCE SUPPORT |  | Not available
4511.248 | BACK COVER 15 EPB |  | 4592
4511.251 | STABLE ELEMENT |  | 588
4511.252 | FRONTAL PANEL |  | Not available
4511.253 | FRONTAL PANEL |  | 3997
4511.255 | RIGHT PANEL |  | 7859
4511.256 | LEFT PANEL |  | 7859
4511.259 | DOWN PANEL |  | 6905
4511.260 | TOP PANEL |  | 7456
4511.261 | BACK COVER 22 EPB |  | 8374
4511.263 | SHELF |  | 5486
4511.269 | LEFT PANEL |  | 5409
4511.270 | TOP PANEL |  | 4925
4511.272 | DOWN PANEL |  | 3890
4511.273 | GRILLE 22 EPB |  | 5806
4511.274 | GRILLE 15 EPB |  | 3966
4511.607 | STRAIN RELIEF |  | Not available
4511.620 | GLAND |  | 704
4511.621 | SEAL WIRE |  | 201
4511.677 | GLAND PG19 |  | 1493
4511.754 | RIGHT SIDE COVER |  | 8544
4511.755 | LEFT SIDE COVER |  | 8544
4511.756 | TOP COVER |  | 7198
4511.757 | BACK COVER |  | 10906
4511.758 | THERMAL SHIELD |  | 17881
4511.759 | FRONT COVER |  | 16380
4511.766 | WHEEL AXLE |  | 2899
4511.771 | COVER LEFT SIDE |  | 18195
4511.772 | COVER RIGHT SIDE |  | 18195
4511.773 | FRONT COVER |  | 18185
4511.774 | BACK COVER |  | 17010
4511.775 | TOP COVER |  | 15411
4511.776 | FRONT HANDLE PIPE |  | 10695
4511.781 | HEATER RIGHT STABILIZER 12 |  | 1547
4511.782 | HEATER LEFT STABILIZER 12 |  | 1547
4511.790 | LEFT PANEL |  | 4689
4511.791 | RIGHT PANEL |  | 4689
4511.792 | UPPER PANEL |  | 3721
4511.793 | LOWER PANEL |  | 3885
4511.796 | THERMAL L SHIELD |  | 2754
4511.797 | THERMAL SHIELD |  | 1911
4511.798 | REAR PANEL |  | 4199
4511.816 | REAR UPPER PANEL |  | 891
4512.002 | HUMIDISTAT KNOB DH 711/721 |  | 202
4512.003 | REAR PLATE |  | Not available
4512.005 | FILTER SCREEN DH 711 |  | Not available
4512.006 | FILTER |  | 1471
4512.007 | MIDDLE SPACER DH 711 |  | 743
4512.009 | FAN BLADE DH 711 |  | 913
4512.010 | SPRING FOR FAN BLADE DH 711 |  | 87
4512.013 | WATER TANK DH 711 |  | 2851
4512.014 | FLOAT |  | 316
4512.017 | FIXER FOR FILTER |  | 189
4512.020 | RUBBER STOPPER DH 711 |  | 148
4512.022 | WIND CONDUCTOR DH 711 |  | 665
4512.026 | MOTOR DH 711 |  | 5377
4512.027 | RUBBER PAD DH 711 |  | 167
4512.029 | MICROSWITCH DH 711 |  | 801
4512.030 | DEFROST PC BOARD DH 711 |  | 4374
4512.031 | HUMIDISTAT DH 711/721 |  | 4850
4512.033 | LED P.C.B DH 711 |  | 544
4512.040 | FAN SPEED SWITCH DH 711 |  | 388
4512.053 | DRYER DH 711 |  | 758
4512.054 | CAPILLARY DH 711 |  | 605
4512.056 | CASTERS 4PCS DH 711/721 |  | 2545
4512.057 | ACTIVE CARBON FILTER DH 711 |  | 1154
4512.063 | SCREW DH 711 |  | 68
4512.102 | WIND BAFFLE |  | 410
4512.104 | WATER TANK COVER |  | 1788
4512.105 | WATER TANK |  | 5824
4512.106 | UV LIGHT |  | 2635
4512.107 | TOUCH BUTTON (RIGHT) |  | 114
4512.108 | TOUCH BUTTON (LEFT) |  | 114
4512.109 | BOTTOM COVER FOR SENSOR |  | 153
4512.115 | REAR PLATE |  | 7839
4512.118 | MOTOR WASHER |  | 114
4512.119 | MOTOR CAPACITOR |  | 700
4512.120 | MOTOR |  | Not available
4512.122 | MAIN P.C. BOARD DH 720 |  | 11171
4512.123 | MAIN P.C. BOARD DH 716 |  | 11171
4512.124 | MAGNETIC SWITCH |  | 833
4512.125 | MAGNET |  | 508
4512.126 | LOCKING CLIP |  | 779
4512.127 | LCD MONITOR |  | 405
4512.128 | LCD DISPLAY BOARD DH 720 |  | 7033
4512.129 | LCD DISPLAY BOARD DH 716 |  | Not available
4512.133 | GROMMET |  | 328
4512.134 | FRONT PLATE |  | 6450
4512.136 | FLOAT |  | 194
4512.138 | FIXER FOR FILTER |  | 160
4512.139 | FILTER FRAME |  | 507
4512.140 | FAN BLADE |  | 1528
4512.142 | DRYER |  | 813
4512.145 | CONTROL PANEL FOR ELECTRONIC TYPE |  | 998
4512.146 | CASTOR POST |  | 102
4512.147 | CASTERS |  | 175
4512.148 | CAPILLARY |  | 541
4512.149 | CAPILLARY |  | 541
4512.150 | CAPACITOR FOR COMPRESSOR |  | 920
4512.152 | BOTTOM BASE |  | 1826
4512.153 | BOTTOM COVER FOR SENSOR |  | 180
4512.156 | AIR INLET FRAME |  | 1605
4512.157 | ACTIVE CARBON FILTER |  | 1598
4512.158 | HUMIDITY SENSOR |  | 2831
4512.160 | DEFROST SENSOR |  | 2593
4512.200 | CONTROL PANEL |  | 597
4512.201 | MAIN FILTER |  | 5197
4512.202 | ELECTRONIC BOX |  | 949
4512.203 | FAN BLADE FOR HEAT DISPENSER |  | 2978
4512.204 | ANTI-LEAKAGE RUBBER PLUG |  | 372
4512.206 | BOTTOM BASE |  | 4939
4512.207 | FRONT PLATE |  | 7092
4512.208 | MAIN P.C. BOARD |  | 12077
4512.209 | INDICATOR P.C.BOARD |  | 9437
4512.210 | COMPRESSOR CAPACITOR |  | 2304
4512.211 | REAR PLATE |  | 4546
4512.214 | HUMIDITY SENSOR |  | 3563
4512.215 | SENSOR WIRING |  | 384
4512.216 | CASTORS |  | 564
4512.217 | ACTIVE CARBON FILTER |  | 1622
4512.218 | COMPRESSOR |  | 42787
4512.219 | WATER TANK |  | 3925
4512.220 | CARRIER FOR WATER TANK |  | 451
4512.222 | MOTOR |  | Not available
4512.300 | WATER TANK DH 721 |  | 3038
4512.301 | FLOAT LEVER DH 721 |  | 847
4512.302 | FLOAT DH 721 |  | 136
4512.305 | FAN BLADE DH 721 |  | 3628
4512.306 | FUNNEL DH 721 |  | 537
4512.307 | LEFT COVER FOR MICROSWITCH DH 721 |  | 175
4512.308 | RIGHT COVER FOR MICROSWITCH DH 721 |  | 175
4512.309 | GROMMET FOR MOTOR DH 721 |  | 184
4512.311 | FILTER FRAME DH 721 |  | 1034
4512.313 | BASE FOR INDICATORS DH 721 |  | 88
4512.314 | RED COVER INDICATOR |  | 214
4512.315 | ORANGE COVER INDICATOR |  | 214
4512.316 | RUBBER GOMMET |  | Not available
4512.317 | HANDLE |  | 262
4512.318 | FIXING SOCKET |  | Not available
4512.320 | COMPRESSOR DH 721 |  | 52413
4512.321 | FAN MOTOR DH 721 |  | 10283
4512.322 | POWER CORD |  | Not available
4512.324 | INDICATOR DH 721 |  | 444
4512.326 | POWER SWITCH DH 721 |  | 928
4512.327 | ANTI-FROST PC BOARD DH 721 |  | 11885
4512.328 | PC BOARD SUPPORT DH 721 |  | 136
4512.331 | MICRO SWITCH DH 721 |  | 1751
4512.335 | STRAIN RELIEF |  | Not available
4512.336 | MAIN HOUSING |  | Not available
4512.337 | REAR PLATE |  | Not available
4512.338 | UPPER BASE |  | Not available
4512.339 | "L" SHAPE BULKHEAD DH 721 |  | 4862
4512.340 | BOTTOM BASE |  | 5297
4512.341 | FRONT PLATE |  | 14217
4512.342 | FAN MOTOR BRACKET |  | Not available
4512.343 | SPRING FOR MOTOR DH 721 |  | 156
4512.344 | BUCKLE OF FRONT PLATE |  | Not available
4512.346 | PAD FOR FLOAT DH 721 |  | 376
4512.347 | CATCH FOR WATER TANK |  | Not available
4512.348 | HOLDER FOR SWITCH DH 721 |  | 156
4512.349 | COOL & HEAT EXCHANGERS DH 721 |  | 32127
4512.350 | SUCTION TUBE |  | Not available
4512.351 | THERMAL SHEATH |  | Not available
4512.352 | DISCHARGING TUBE |  | Not available
4512.353 | TUBE FOR REFRIGERANT OIL |  | Not available
4512.354 | REFRIGERANT CHARGING TUBE |  | Not available
4512.355 | DRY FILTER DH 721 |  | 949
4512.356 | CAPILLARY DH 721 |  | 434
4512.357 | SHEATH FOR CAPILLARY |  | Not available
4512.361 | UPPER WIND FUNNEL |  | 481
4512.362 | LOWER WIND FUNNEL |  | 1447
4512.364 | RUBBER FOAM DH 721 |  | 44
4512.366 | FILTER FRAME |  | 777
4512.367 | FAN BLADE |  | 2049
4512.368 | STARTING CAPACITOR FOR COMP. |  | 3171
4512.369 | FAN MOTOR |  | 9527
4512.371 | STARTING CAPACITOR FOR MOTOR |  | 949
4512.372 | ANTI-FROST P.C. BOARD |  | 7733
4512.376 | WHEEL |  | 1943
4512.379 | AXLE |  | 156
4512.380 | TOP HANDLE BAR (METAL) |  | 9998
4512.381 | METAL KICKSTAND (RIGHT) |  | 3590
4512.382 | METAL KICKSTAND (LEFT) |  | 3590
4512.390 | RUBBER STOPPER |  | 248
4512.395 | EVAPORATOR DH731 |  | 34070
4512.396 | CONDENSER DH731 |  | 24329
4512.397 | STARTING RELAY WITH OVERLOAD PROTECTOR |  | 4265
4512.500 | FAN BLADE |  | 2768
4512.501 | CAPACITOR (COMPRESSOR) |  | 3186
4512.502 | FILTER | replaced by 4512.530 | 3230
4512.503 | CONTROLER |  | 19278
4512.504 | PLASTIC DISPLAY PANEL |  | Not available
4512.505 | FILM SWITCH | replaced by 4512.548 | Not available
4512.506 | MOTOR |  | 16398
4512.507 | HUMIDITY SENSOR |  | 7963
4512.508 | DISPLAY PANEL |  | 9195
4512.509 | WATER TANK |  | 8262
4512.510 | CAPACITOR (MOTOR) |  | 2975
4512.511 | FILTER |  | 4503
4512.512 | INFRARED SEAT |  | 471
4512.513 | INFRARED POLE |  | 614
4512.514 | BOBBER |  | 590
4512.515 | DEFROST SENSOR |  | 3230
4512.516 | FRONT WHEEL |  | 547
4512.517 | BACK WHEEL |  | 4609
4512.518 | CAP |  | 372
4512.519 | BACK WHEEL MODEL 2009 |  | 3315
4512.520 | INFRARED SWITCH FOR WATER LEAK |  | 2395
4512.521 | COMPRESSOR |  | 105164
4512.522 | HOUSING |  | 10538
4512.523 | BOTTOM PLATE |  | 4199
4512.524 | WHEEL AXLE |  | 4269
4512.525 | INFRARED INSTALLATION BOARD |  | 1549
4512.526 | HEAT EXCHANGER |  | 51791
4512.527 | FRONT LEG |  | 1544
4512.528 | FACED WASHER 14 |  | 119
4512.529 | FILM | replaced by 4512.548 | Not available
4512.530 | FILTER NET |  | 3230
4512.531 | HANDLE I |  | 5408
4512.532 | HANDLE II |  | 6496
4512.533 | HINGE |  | 474
4512.534 | HOUR-COUNTER |  | 7881
4512.535 | LEG WASHER |  | 286
4512.536 | MAGNET III |  | 743
4512.537 | MAGNET IV |  | 646
4512.538 | CONTROLER | replaced by 4512.503 | 19278
4512.539 | RING |  | 614
4512.540 | SHAFT |  | 4247
4512.541 | WATER PLATE |  | 4225
4512.542 | WHEEL | replaced by 4514.642 | Not available
4512.543 | CONNECTION CABLE OF CONTROL BOARD |  | 1085
4512.544 | BAFFLE OF BOBER SWITCH |  | 289
4512.545 | FRONT PANEL |  | 7074
4512.546 | CAP WASHER |  | 209
4512.547 | PC BOARD |  | 21007
4512.548 | FILM NEW TYPE |  | 3046
4512.549 | HOT GAS VALVE |  | 15460
4512.550 | AIR FILTER |  | 2569
4512.551 | HUMIDITY SENSOR | replaced by 4512.507 | 7963
4512.552 | DISPLAY PANEL | replaced by 4512.508 | 9195
4512.553 | FILM SWITCH |  | 3023
4512.554 | PCB PANEL |  | 18651
4512.555 | MOTOR FIXATION NUT |  | 196
4512.556 | SPRING MAT |  | 126
4512.557 | FLAT MAT |  | 270
4512.558 | TEMPERTURE SENSOR | replaced by 4512.515 | 3230
4512.559 | WATER TUBE | replaced by 4512.579 | 394
4512.560 | WHEELS |  | 4850
4512.561 | AXLE HOOP |  | 1566
4512.562 | AIR OUTLET PROTECTION NET |  | 1182
4512.563 | FAN BLADE |  | 5496
4512.564 | MOTOR |  | 26872
4512.565 | WATER OUTLET |  | 728
4512.566 | AXLE |  | 4017
4512.567 | HANDLE |  | 2946
4512.568 | HAND HANDLE |  | 2288
4512.569 | CAPACITOR(MOTOR) |  | 1556
4512.570 | CAPACITOR(COMPRESSOR) |  | 3504
4512.571 | CORNER SHELF |  | 3919
4512.572 | BOTTOM FEET SHEATH |  | 1073
4512.573 | COMPRESSOR |  | 114954
4512.574 | HANDLE FRAME |  | 5059
4512.575 | CABLE BOBBIN |  | 316
4512.576 | FOOT FRAME |  | 7271
4512.577 | SHAFT |  | 3766
4512.578 | WATER TANK |  | 12699
4512.579 | WATER TUBE |  | 394
4512.580 | FILTER NET |  | 6569
4512.581 | CONTROLER | replaced by 4512.547 | 21007
4512.582 | PIN |  | 765
4512.583 | DISPLAY PANEL | replaced by 4512.508 | 9195
4512.584 | METAL BRACKET FOR WATER LEVEL SENSOR |  | 3480
4512.590 | HEAT EXCHANGER |  | 126227
4512.591 | COMPRESSOR FACED WASHER |  | 87
4512.592 | COMPRESSOR NUT |  | 87
4512.593 | FLOAT DH772 |  | 1960
4512.594 | FRONT FACEPLATE |  | 10798
4512.595 | BACK SIDE |  | 10613
4512.596 | TEMPERATURE SENSOR HEAD BUSHING |  | 1741
4512.597 | WATER COLLECTION PLATE |  | 4959
4512.598 | HOUSING |  | 22987
4512.611 | AIR FILTER |  | 3862
4512.679 | AIR FILTER |  | Not available
4512.700 | 2-WAY VALVE + WIRE |  | 1736
4512.701 | THERMAL SHEATH |  | Not available
4512.704 | ANTI-VIBRATION SOCKET |  | 767
4512.705 | BAKELITE |  | Not available
4512.706 | BOTTOM |  | 6445
4512.707 | BOTTOM HOUSING FOR SENSOR |  | 352
4512.709 | CAPACITOR CLIP |  | Not available
4512.710 | CAPILLARY |  | 723
4512.711 | SHEATH FOR CAPILLARY |  | Not available
4512.712 | COMPRESSOR CAPACITOR |  | 3478
4512.714 | CONTROL PANEL |  | 1105
4512.715 | CONTROL PANEL PCB DH 732 |  | 7917
4512.716 | COVER FOR ELECTRIC BOX |  | Not available
4512.719 | DISCHARGING TUBE |  | Not available
4512.720 | INLET TUBE A FOR EVA. |  | Not available
4512.721 | FAN BLADE FOR HEAT DISPENSER |  | 2866
4512.722 | FILTER FOR COOLING SYSTEM |  | 723
4512.723 | FILTER SCREEN DH 732 |  | 1357
4512.724 | FIXER FOR FAN BLADE |  | 884
4512.725 | FIXER FOR WIRE |  | Not available
4512.726 | FLOAT |  | 522
4512.727 | FLOAT POLYFOAM |  | 99
4512.728 | HANDLE |  | 1297
4512.729 | HANDLE ARM |  | 2066
4512.730 | HANDLE BUTTON |  | 621
4512.731 | HANDLE SPINDLE |  | 367
4512.732 | HOUR-COUNTER |  | 3417
4512.733 | LEFT PANEL |  | Not available
4512.734 | MAGNET |  | 316
4512.735 | MAIN HOUSING |  | 13556
4512.736 | MAIN PC BOARD DH 732 |  | 11424
4512.737 | MAGNETIC SWITCH |  | 954
4512.738 | METAL CASTERS |  | 1860
4512.739 | MOTOR DH 732 |  | 8080
4512.740 | MOTOR CAPACITOR |  | 1431
4512.741 | MOTOR SUPPORT |  | Not available
4512.742 | PCB SUPPORT |  | 109
4512.743 | POWER CORD |  | Not available
4512.744 | PROTECTIVE COVER FOR CONTROL PANEL |  | 702
4512.745 | REAR FILTER PLATE |  | Not available
4512.746 | REFRIGERANT CHARGING TUBE |  | Not available
4512.747 | RIGHT PANEL |  | Not available
4512.748 | RUBBER PLUG |  | 415
4512.749 | SEAL FOAM FOR BOTTOM |  | Not available
4512.750 | SEAL FOAM FOR HEAT EXCHANGER |  | Not available
4512.751 | SENSOR |  | 4090
4512.753 | SPRING |  | 345
4512.754 | SUCTION TUBE |  | Not available
4512.755 | SUCTION TUBE |  | Not available
4512.756 | TOP HOUSING FOR SENSOR |  | 352
4512.757 | WATER TANK | replaced by 4512.783 | Not available
4512.758 | WATER TRAY |  | 767
4512.760 | MIDDLE SPACER |  | 5367
4512.761 | LEFT PANEL |  | 6081
4512.762 | RIGHT PANEL |  | 6270
4512.771 | HANDLE |  | 4114
4512.772 | NAMEPLATE STICKER |  | 920
4512.780 | MAIN PC BOARD DH 731 |  | 13787
4512.781 | DEFROST SENSOR |  | 767
4512.782 | COMPRESSOR DH 732 |  | 62339
4512.783 | WATER TANK COMPLETE |  | 6322
4512.784 | COOL & HEAT EXCHANGER |  | 25748
4512.790 | AIR OUTLET |  | 1992
4512.800 | ACTIVE CARBON FILTER |  | 723
4512.803 | BOTTOM BASE |  | 1105
4512.804 | CAPILLARY |  | 723
4512.805 | COMPRESSOR CAPACITOR |  | 870
4512.806 | CONTROL PCB DH 710 |  | 3925
4512.807 | COVER FOR LIGHT INDICATOR |  | 68
4512.810 | FAN BLADE |  | 541
4512.811 | FILTER |  | 372
4512.812 | FIXING CLIP |  | 78
4512.813 | FIXING CLIP FOR MOTOR |  | 60
4512.814 | FIXING POST FOR PCB |  | 102
4512.815 | FIXING SPRING FOR FAN BLADE |  | 46
4512.816 | FLOAT |  | 156
4512.819 | GROMMET FOR MOTOR |  | 68
4512.820 | HANDLE |  | 156
4512.821 | MAIN P.C. BOARD DH 710 |  | 7871
4512.822 | MOTOR |  | 4658
4512.823 | ON/OFF BUTTON |  | 85
4512.827 | RUBBER FOOT |  | 282
4512.828 | SENSOR FIXER |  | 60
4512.832 | WATER FUNNEL |  | 88
4512.833 | WATER TANK DH 710 |  | Not available
4512.850 | ACTIVE CARBON FILTER |  | 1051
4512.851 | AIR DEFLECTOR |  | 326
4512.852 | AIR OUTLET |  | 2232
4512.853 | BOTTOM BASE |  | 1962
4512.854 | BOTTOM COVER FOR MAIN PCB |  | 541
4512.855 | BOTTOM COVER FOR SENSOR |  | 352
4512.856 | CAPILLARY |  | 723
4512.858 | COMPRESSOR CAPACITOR |  | 1290
4512.859 | COOL & HEAT EXCHANGER |  | Not available
4512.860 | COVER FOR LIGHT INDICATOR |  | 80
4512.861 | DISCHARGING TUBE |  | Not available
4512.862 | OUTLET TUBE FOR COND. |  | Not available
4512.863 | DRYER |  | 1217
4512.864 | FAN BLADE |  | 1982
4512.865 | FILTER |  | 541
4512.867 | FOAM FOR WATER RESIST |  | Not available
4512.869 | FRONT PANEL |  | 2785
4512.870 | HANDLE |  | 502
4512.871 | INDICATOR P.C. BOARD DH 716 |  | 5591
4512.872 | LEFT MAT FOR TOP COVER |  | 68
4512.873 | MAGNET |  | 316
4512.875 | MAIN P.C. BOARD DH 716 |  | 11198
4512.876 | METAL CLIP FOR EARTHING WIRE |  | Not available
4512.877 | MOTOR |  | 7784
4512.878 | MOTOR CAPACITOR |  | 991
4512.879 | MOTOR GASKET |  | 60
4512.880 | POWER CORD W/PLUG |  | Not available
4512.881 | REAR PANEL |  | 3517
4512.883 | RIGHT MAT FOR TOP COVER |  | 68
4512.884 | SENSOR |  | 3335
4512.886 | SUCTION TUBE |  | Not available
4512.888 | SUPPORTER FOR WIRES FIXING |  | 85
4512.890 | TOP COVER |  | 1105
4512.891 | TOP COVER FOR MAIN PCB |  | 326
4512.892 | TOP COVER FOR SENSOR |  | 352
4512.893 | WATER LEVEL DISPLAY | only with 4512.894 | Not available
4512.894 | WATER TANK |  | 3925
4512.895 | COMPRESSOR CAPACITOR |  | 2892
4512.896 | CASTERS |  | 1884
4512.897 | FLOAT |  | 141
4512.898 | MAIN P.C. BOARD DH 720 |  | 11198
4512.899 | MOTOR |  | 7932
4512.900 | ACTIVE CARBON FILTER |  | 631
4512.902 | CONTROL PANEL |  | 1962
4512.903 | CONTROL PANEL COVER |  | 2203
4512.904 | CONTROL PCB |  | 7217
4512.906 | COVER FOR WATER TANK |  | 1962
4512.908 | DEHUMIDIFYING WHEEL FIXER |  | 1962
4512.909 | FAN BLADE (BIG) |  | 1634
4512.910 | FAN BLADE (SMALL) |  | 1962
4512.911 | MOTOR (BIG) |  | Not available
4512.912 | MOTOR (SMALL) |  | 5525
4512.913 | FAN MOTOR CAPACITOR |  | 700
4512.914 | FILTER |  | 855
4512.915 | FILTER FRAME |  | 813
4512.917 | FLOAT |  | 1182
4512.918 | FLOAT POLYFOAM |  | 41
4512.921 | FRAME FOR DEHUMIDYFING WHEEL |  | 3925
4512.923 | FRONT PLATE FOR HEATING ELEMENT |  | 2652
4512.924 | GEAR (BIG) |  | 1901
4512.925 | GEAR (SMALL) |  | 1416
4512.926 | HANDLE FOR WATER TANK |  | 1962
4512.930 | HEATER |  | 6287
4512.935 | HUMIDITY SENSOR |  | 3235
4512.936 | MAGNET |  | 221
4512.937 | MAGNETIC SWITCH |  | 1601
4512.939 | MAIN PCB |  | 8884
4512.947 | RUBBER STOPPER |  | 122
4512.957 | SENSOR FIXER |  | 204
4512.959 | STEPPING MOTOR |  | 2671
4512.960 | TOUCH BUTTON (RIGHT) |  | 224
4512.961 | WATER TANK |  | 1962
4512.962 | WATER PROOF COVER FOR CONTROL PANEL |  | 1088
4512.963 | WIRING FIXER |  | 165
4512.970 | THERMAL FUSE + RESISTOR SET |  | 3754
4512.980 | SENSOR |  | 1489
4513.404 | CONTROLER DH40 H |  | 18862
4513.405 | HOUR COUNTER |  | Not available
4513.407 | HYGROSTAT | replaced by 4512.031 | Not available
4513.408 | SWITCH |  | 2054
4513.409 | SWITCH 1K 16A 250V |  | 1435
4513.410 | SWITCH FRAME 1K |  | 367
4513.411 | SWICH COVER 1K |  | Not available
4513.464 | CONTROLER DH OGG |  | 18797
4513.602 | LIQUIDS TRAY DH40 |  | 16255
4513.604 | WHEEL 200 MM | replaced by 4111.916 | Not available
4513.605 | AIR FILTER |  | 8823
4513.609 | FLOATS HOLDER |  | 211
4513.613 | LED HOLDER D=5 MM |  | 138
4513.619 | SPLIT ROUTING CLIP |  | 211
4513.626 | CANISTER CAP |  | Not available
4513.627 | CANISTER 10L |  | 1717
4513.629 | LIQUIDS TRAY |  | 2878
4513.630 | AIR FILTER DH42 |  | 1822
4513.633 | SADDLE WASHER 19 |  | 275
4513.637 | COVER FOR TANK DH42 2009 |  | 3317
4513.638 | TANK DH42 2009 |  | 9617
4513.817 | NIPLE 3/4' 6.5MM COMPLETE |  | 1894
4514.102 | COMBUSTION CHAMBER HEAD |  | 24869
4514.105 | TURBULISER 470 |  | 655
4514.110 | COMBUSTION CHAMBER CHIMNEY |  | Not available
4514.112 | AIR DIRECTION SHEET BV470 |  | 10911
4514.115 | EXTERNAL LATERAL PANEL |  | 28637
4514.116 | INTERNAL LATERAL PANEL |  | 19137
4514.117 | 4-WAY OUTLET BV 470 (4X270MM) |  | 38418
4514.118 | TOP BOTTOM EXTERNAL PANEL |  | 13354
4514.119 | WHEELS BRACKET OF BV470 |  | 11698
4514.122 | BURNER COVER BV470 |  | 7531
4514.123 | BOTTOM EXTERNAL PANEL |  | 7958
4514.124 | TOP EXTERNAL PANEL |  | 11502
4514.125 | TOP INTERNAL PANEL |  | 8527
4514.126 | UNIVERSAL SLAB |  | 9952
4514.127 | REAR PANEL OF BV470 |  | 10445
4514.128 | HUB BRACKET |  | 2735
4514.129 | FAN PANEL BV470 |  | 28900
4514.130 | MOTOR BRACKET |  | 9229
4514.131 | BRACKET GREEN 470 |  | 12490
4514.137 | BASE II GREEN |  | 5897
4514.138 | FAN PANEL (WHOLE) GREEN |  | 46073
4514.141 | ELECTRIC COMPONENTS PLATE |  | Not available
4514.142 | PROTECTION GRILL |  | 10435
4514.143 | LEFT BURNER PROTECTION |  | 8990
4514.144 | RIGHT BURNER PROTECTION |  | 8990
4514.149 | COMBUSTION CHAMBER BRACKET |  | 8599
4514.150 | WHEELS AXLE | replaced by 4240.019 | 6066
4514.151 | COMBUSTION CHAMBER BV470 |  | 281641
4514.161 | SUPPORT FOR OIL PRE-HATER | replaced by 4517.785 | Not available
4514.162 | UPPER EXTERNAL PANEL |  | 17908
4514.163 | UPPER INTERNAL PANEL |  | 12328
4514.164 | LATERAL EXTERNAL PANEL |  | 48566
4514.165 | LATERAL INTERNAL PANEL |  | 29850
4514.166 | CHIMNEY PANEL |  | 17782
4514.168 | UNIVERSAL PLATE |  | 8716
4514.172 | DEFLECTOR |  | 15582
4514.173 | ROTATING WHEEL SUPPORT |  | 15970
4514.175 | BOILER FRAME |  | 18115
4514.179 | LEFT PROTECTION OF BV690 |  | 10032
4514.180 | RIGHT PROTECTION OF BV690 |  | 10032
4514.182 | BURNER COVER |  | 14227
4514.183 | AXLE |  | 8503
4514.190 | COMBUSTION CHAMBER HEAD D=650 MM |  | 24303
4514.206 | EXIT FUMES PANEL |  | Not available
4514.212 | HANDLE OF BV690RF |  | 12413
4514.213 | HANDLE OF BV470RF |  | 10819
4514.230 | FRONT BASE PANEL OF BV470 |  | 6265
4514.238 | 4-WAY OUTLET BV 690 (4X320MM) |  | 51638
4514.245 | THREADED BLOCK |  | 1880
4514.272 | PROTECT GUARD II BV690RF |  | Not available
4514.280 | EXTERNAL BOTTOM PANEL I BV470 |  | 16505
4514.281 | EXTERNAL BOTTOM PANEL I BV690 |  | 29932
4514.282 | FRONT BASE PANEL OF BV690 |  | 4889
4514.300 | ELECTRIC MOTOR BV 470 230V 50Hz |  | 53550
4514.301 | FAN 6 SQUARE BLADES DIAM.554 OP |  | 29119
4514.302 | OIL BURNER RG3F |  | 175503
4514.303 | AXIAL FAN WITH MOTOR OF BV690 |  | 190145
4514.304 | OIL BURNER RG4F |  | 200105
4514.305 | RADIAL FAN AT15/15S |  | Not available
4514.306 | V-BELT SPZ 1180MM |  | 4668
4514.307 | BELT PULLEY SPZ 80X2 |  | 4978
4514.308 | BELT PULLEY SPZ 160X2 |  | Not available
4514.309 | ELECTRIC MOTOR 1,5KW 240V 60HZ 1750RPM IP55 |  | 123650
4514.310 | 3-FASE MOTOR, 4KW, 1435 OBR/MIN |  | 203555
4514.311 | V-BELT SPA L=1320 MM |  | 7424
4514.312 | RADIAL FAN AT18/18S |  | Not available
4514.313 | ASSEMBLING FLANGE OF AT18/18S |  | Not available
4514.316 | AXIAL FAN BLADE |  | 27016
4514.317 | OIL BURNER RG2F |  | 157474
4514.318 | V-BELT SPZ 1120 |  | Not available
4514.321 | MOTOR 1~0,75KW 230V | replaced by 4240.116 | Not available
4514.322 | AXIAL FAN FI500/27O 6-BLADE HUB 24X50 |  | 32955
4514.328 | TAPER LOCK 1210X24 |  | Not available
4514.329 | PULLEY SPZ 132X2 |  | 10348
4514.331 | TAPER LOCK 1610X25 |  | 5122
4514.333 | TAPER LOCK 1210X28 |  | 4420
4514.334 | AXIAL FAN FI650/27O 6-BLADE (24X50) |  | Not available
4514.335 | ELECTRIC MOTOR 2,2KW 230V~ 1380RPM IP54 |  | 66766
4514.337 | V-BELT SPA 1312 |  | 9646
4514.340 | BELT PULLEY SPA 140X2MM |  | 14178
4514.345 | AXIAL FAN FI650/27O 6-BLADE (AULHUB 28X60) | replaced by 5247.008 | Not available
4514.346 | ELECTRIC MOTOR 2,2KW 230V~ 1430RPM IP55 (H=100MM) | replaced by 5269.301 | Not available
4514.347 | 3-FASE MOTOR, 3~ 2,2KW 400V 1425RPM IP55 |  | 79443
4514.348 | ELECTRIC MOTOR 2,2KW 230V~ 1380RPM IP54 (SHAFT 28/60MM) | replaced by 5269.301 | Not available
4514.351 | INDUCTION MOTOR 3~ 2,2KW 400V 1380RPM IP54 |  | 87020
4514.400 | FUSE HOLDER 5X20, 6,3A |  | 910
4514.402 | SWITCH 3P |  | 5466
4514.404 | TERMINAL BLOCK 12T 6^2 |  | 1612
4514.405 | MALE INSERT 3P+PE |  | 1562
4514.406 | FEMALE INSERT 3P+PE |  | 1736
4514.408 | THERMAL RELAY 7-10A |  | 11603
4514.409 | FUSE 5X20 3,15A 250V |  | 156
4514.410 | FAN LIMIT DOUBLE THERMOSTAT |  | 16565
4514.412 | ELECTRIC BOX BV 470 FS |  | Not available
4514.414 | MOBILE PLUG 16A 400V |  | 2730
4514.415 | INDICATOR LIGHT 230V |  | 1404
4514.416 | CONTACTOR 4KW 230V |  | 9342
4514.417 | THERMAL RELAY 6-9A |  | 11540
4514.418 | THERMAL RELAY 4-6A |  | 8690
4514.419 | OVER-HEAT TERMOSTAT 16A/250V 110°C | replaced by 4240.290 | Not available
4514.420 | CONTACTRON 3P 230V~ 7,5KW |  | 14285
4514.421 | THERMAL RELAY 13-18A |  | 14345
4514.422 | CAPILLARY THERMOSTAT |  | Not available
4514.430 | THERMOSTAT BOX | replaced by 4240.178 | Not available
4514.432 | PLUG 16A/250V 2P+E IP44 TYPE 013-6 |  | 2761
4514.433 | OVER-HEAT TERMOSTAT 16A/250V 90°C-110°C | replaced by 4240.290 | Not available
4514.438 | FUSE 5X20 3,15A 250V |  | Not available
4514.439 | TERMINAL BLOCK 12T 4^2 |  | Not available
4514.442 | THERMOSTAT MODUL |  | Not available
4514.499 | PLUG 230V 13A UK |  | Not available
4514.552 | LABEL RESET 50X15 |  | 366
4514.565 | LABEL CONTROL BOX BV470/690 |  | 1836
4514.579 | AIR-BUS LABEL |  | 791
4514.600 | BLACK RUBBER WHEEL DIAM. 300 | replaced by 4240.017 | Not available
4514.602 | EXIT SMOKE CHAMBER SEAL |  | 3885
4514.604 | BURNER THERMIC INSULATOR |  | 2501
4514.605 | UNIVERSAL SLAB SEAL |  | 3006
4514.606 | CABLE GLAND |  | 422
4514.607 | RUBBER BUSHING D16 |  | 214
4514.608 | RUBBER BUSHING GH9 |  | Not available
4514.609 | WATERPROF CASE GEWISS |  | 9634
4514.610 | PLUG CASE |  | 595
4514.611 | SOCKET CASE |  | 974
4514.615 | BURNER THERMIC INSULATOR |  | 3354
4514.616 | PLATE SEAL |  | 2278
4514.617 | WHEEL D.385 | replaced by 5269.401 | Not available
4514.619 | FLUE CHAMBER SEAL |  | 5129
4514.621 | CABLE GLAND |  | 352
4514.623 | PLASTIC BOX 120X80X50 |  | 1970
4514.624 | BUTTON FI19MM |  | 403
4514.625 | WHELL D250 | replaced by 4240.117 | Not available
4514.627 | EXIT SMOKE CHAMBER SEAL |  | 3553
4514.630 | FILING BASKET G1 1/4 |  | 17041
4514.633 | VENT PLUG G1 1/4 |  | 5517
4514.637 | CABLE BUSHING 16/22MM 4MM |  | 228
4514.642 | WHELL D150 D=12,5MM |  | 2851
4514.711 | BRACKET FOR CAPILLARY |  | 2220
4514.719 | 1-WAY OUTLET BV310 (440MM) |  | 33048
4514.725 | FAN GUARD |  | 15533
4514.726 | FAN GUARD WITH CUTTING |  | 15409
4514.727 | FAN GUARD |  | 18331
4514.728 | FAN GUARD WITH CUTTING |  | 16607
4514.741 | EXTERNAL SIDE PANEL |  | 28286
4514.750 | FRONT BASE |  | 9100
4514.752 | EXTERNAL UPPER PANEL I |  | Not available
4514.756 | AXLE |  | Not available
4514.757 | BRACKET FOR TURBULENCE |  | 949
4514.760 | GRILL |  | 9637
4514.761 | COMBUSTION CHAMBER BV 310 |  | Not available
4514.764 | RIGHT PROTECTION |  | 7857
4514.765 | HANDLE |  | 8879
4514.766 | BURNER SCREEN |  | 8764
4514.778 | FILTER SUPPORT |  | 3325
4514.792 | MOTOR BASE D650 (H100) |  | 15778
4514.793 | HEAT SHIELD OF INLET D650 BV690 |  | 13643
4514.797 | PROTECTIVE GRID D650 | replaced by 4518.198 | Not available
4514.798 | FAN PANEL D650 |  | 56260
4514.799 | THERMOSTAT SUPPORT |  | Not available
4514.801 | LIFTING EYE BOLT M8 |  | 920
4514.803 | FIXING WASHER FOR SHAFT WITH CUP |  | 962
4514.823 | SELF DRILLING SCREW 4,2X38 |  | 87
4514.824 | STEEL RIVED NUT REDUCED HEAD |  | 114
4514.829 | NYLON INSERT LOCK NUT M5 |  | 87
4514.833 | ASSEMBLY CLAMP DINDIAM. 25, M8 |  | 1817
4514.839 | FOOTER OSCILLATING M10X68MM |  | 4111
4514.843 | CONNECTION PIPE NIPPLE D10-G1/4 |  | 1471
4514.845 | SPRING COTTERS OF A BOLT D25 |  | 393
4514.916 | POWER CORD 16A/250V/IP44 |  | 3970
4514.918 | WIRE H05RN-F 3G1,0 0,884 6Xh1/7 |  | 1107
4515.200 | ROUND WASHER M4 |  | 114
4515.201 | SCREW 4X12 |  | 87
4515.202 | NUT M4 |  | 87
4515.601 | POWER PLUG SHUKO |  | 1506
4515.602 | EARTHED SCHUKO TO UK CONVERTER PLUG 13A |  | 2076
4515.900 | WALL BRACKET FOR DARK 18 |  | 19732
4515.904 | 37 MBAR GAS REGULATOR FOR CERAMIC 430 /440 HEATERS |  | 3925
4515.906 | 29 MBAR REGULATOR FOR CERAMIC 430 / 440 / 450 / 44 HEATERS |  | 3925
4515.916 | NOZZLE 4.50, 600 B BV690 |  | 2644
4515.917 | NOZZLE 2.50, 600 B BV470 |  | 2458
4515.918 | 28 MBAR REGULATOR UK - CERAMIC 430 / 440 / 450 / 44 HEATERS |  | Not available
4515.920 | ELECTRODE SEAL |  | 87
4515.921 | ELECTRODE CLAMP |  | 145
4515.922 | RUBBER RING |  | 87
4515.940 | RIGHT PANEL |  | 12152
4515.941 | LEFT PANEL |  | 12152
4515.946 | CABLES BV77/B180 |  | 2479
4515.947 | CONNECTION FAN WITH THE CREASE EL+GAS |  | 537
4515.991 | AIR FILTER COMPLETE |  | 7829
4515.994 | COVER RG2F |  | Not available
4515.995 | CABLES B230/B360 |  | 10756
4515.996 | REGULATION SCREW (POS 2) |  | 83
4515.997 | REGULATION WHEEL (POS 3) |  | 83
4515.998 | ADAPTER (POS 4) |  | 83
4515.999 | COMPRESSOR R410A DH26 |  | 78749
4516.110 | LOWER PANEL |  | 1860
4517.130 | BELT PULLEY A 80MM |  | 6217
4517.133 | TAPER BUSH TB2012 |  | 9143
4517.149 | OIL FILTER RETICULAR 425L/H |  | 14603
4517.152 | COVER OF CAPILLARY BV |  | 1352
4517.160 | TOP COVER |  | 13653
4517.161 | SHIELD GRID |  | 2530
4517.165 | FAN HOUSING III |  | 6110
4517.174 | HOUSING SHIELD III |  | 5862
4517.175 | MAIN HOUSING |  | 41966
4517.180 | FUEL TANK - BODY WA33 |  | 33420
4517.189 | BOTTOM SHIELD |  | 12145
4517.191 | OVERFLOW BOWL |  | Not available
4517.196 | COMBUSTION CHAMBER - BODY |  | 55444
4517.198 | CHAMBER RING | replaced by 4506.621 | Not available
4517.199 | CHAMBER DISK | replaced by 4506.602 | Not available
4517.200 | CHAMBER COVER |  | 6928
4517.202 | CHAMBER PIPE III |  | Not available
4517.205 | COMBUSTION DISH | replaced by 4506.022 | Not available
4517.208 | INLET FILTER |  | 3167
4517.209 | JOINING SLAT SUPPORT |  | Not available
4517.212 | AIR CONTROLLER - BODY WA33 |  | 23921
4517.219 | STEERING PANEL BASE |  | 2400
4517.220 | STEERING PANEL COVER |  | 9729
4517.221 | STEERING PANEL COVER II |  | 7014
4517.229 | SHOVEL |  | 1505
4517.230 | COVER HANDLE |  | 719
4517.231 | HINGE |  | 156
4517.232 | PUMP HANDLE |  | 1069
4517.233 | DRIVING PIPE L=130MM |  | Not available
4517.246 | BALL VALVE |  | 2327
4517.248 | FUEL SET-UP |  | Not available
4517.249 | FAN HOUSING IV |  | 13371
4517.257 | FUEL PUMP |  | Not available
4517.258 | THERMOSTAT HANDLE |  | 525
4517.268 | FUEL FILTER |  | 2400
4517.270 | DRIVING WHEEL BUSHING |  | 3383
4517.271 | BUSH SUPPORT |  | 544
4517.272 | WHEEL SHAFT 80 |  | 1222
4517.273 | CHANNEL PLATE |  | 333
4517.276 | REAR PANEL GREEN 470 |  | 11596
4517.277 | EXTERNAL PANEL SUP. GREEN 470 |  | 11767
4517.280 | EXTERNAL'S PANEL UPPER COVER GREEN 470 |  | 14192
4517.281 | EXTERNAL SIDE PANEL GREEN 470 |  | 27084
4517.285 | FRONT COVER GREEN 470 |  | 12900
4517.292 | FAN SET 400 |  | 67526
4517.293 | FIRE GRATE JAWOR 150X310 |  | 10056
4517.295 | FAN COVER 400 |  | 42702
4517.297 | EXCHANGER CASING 50 |  | Not available
4517.298 | CHARGING DOOR 50 |  | 16553
4517.300 | CENTERFUGAL FAN 15-15 |  | Not available
4517.302 | FAN DDL133-190 AC 230V 50HZ |  | 95499
4517.303 | ELECTRIC MOTOR | replaced by 4517.304 | 4250
4517.304 | ELECTRIC MOTOR 23W(INPUT)/240V 2800RPM |  | 4250
4517.311 | ANGLE PLUG 16A/250/400 7-POLES 90O (BURNER) | 3020035 | 6054
4517.400 | THERMAL RELAY 2,7-4A |  | 8452
4517.401 | SWITCH 3P BLACK/WHITE |  | 1438
4517.403 | MICROSWITCH NC 16A 250V |  | 1748
4517.404 | PUMP MOTOR CONTROL BOX WA33 |  | 11365
4517.405 | FUSE 5X20 0,1A |  | 175
4517.406 | CABLE GLAND PG-11 BLACK |  | 386
4517.407 | CABLE GLAND PG-16 BLACK |  | 578
4517.411 | CONNECTION SLAT SOCKET+PLUG |  | 3441
4517.530 | CHAMOTTE BRICK 230X114X32 |  | 789
4517.609 | DRIVING WHEEL 80 |  | 3412
4517.610 | DRIVING WHEEL 10 |  | 2025
4517.612 | DRIVING BELT |  | 316
4517.613 | DISTANCE PIN H=12,7 |  | 175
4517.702 | AIR OUTLET GREEN 470/560 |  | 28689
4517.704 | CAPILLARY SUPPORT GREEN 470 |  | 1063
4517.770 | COMBUSTION CHAMBER BV690 |  | 370862
4517.783 | CHIMNEY COVER GREEN 470 |  | 9807
4517.784 | FLANGE COVER CHIMNEY 200MM BV |  | 8503
4517.785 | SUPPORT FOR OIL FILTER WITH PREHEATER |  | 2489
4517.786 | TURBULISER 690 NEW |  | 882
4517.787 | PREHEATER WIRE PROTECTOR BV470 |  | Not available
4517.801 | SELF-DRILLING HEXAGON HEAD SCREW ST4,2X13 |  | 87
4517.803 | SCREW M6X25 |  | 87
4517.808 | BLIND RIVET NUT WITH CYLINDRICAL HEAD & KNURLED M6 |  | 333
4517.836 | SPRINGY PIN PN-EN ISO 8752 – 8X10 – ST |  | 87
4518.106 | HEAT SHIELD FOR CHIMNEY BV690 |  | 9085
4518.107 | FLANGE COVER CHIMNEY (Ø200) |  | 3645
4518.108 | BURNER STABILIZER BV690 |  | 3495
4518.109 | BURNER STABILIZER BV470 |  | 4214
4518.110 | BELT FRONT CARTER |  | 6735
4518.113 | MOTOR ADJUSTABLE BASE |  | 12425
4518.114 | MOTOR BASE |  | 6877
4518.164 | INTERNAL FAN PANEL BV470 |  | 10356
4518.174 | PROTECTION GRILL D500 BV470 |  | Not available
4518.175 | BRACKET OF BURNER COVER |  | Not available
4518.198 | PROTECTION GRILL BV690F WEW |  | 11570
4518.199 | SUPPORT FOR WHEEL AXLE FI25X28 |  | 4398
4518.553 | PANELS LABEL |  | Not available
4519.001 | CONSUMABLES PACK B300CED |  | 15079
4519.002 | CONSUMABLES PACK BV77 |  | 6404
4519.003 | CONSUMABLES PACK BV110 |  | 10328
4519.004 | CONSUMABLES PACK BV170 |  | 10328
4519.005 | CONSUMABLES PACK BV290 |  | 10328
4519.006 | CONSUMABLES PACK B180 |  | 6404
4519.007 | CONSUMABLES PACK B230 |  | 10328
4519.008 | CONSUMABLES PACK B360 |  | 10328
4519.009 | CONSUMABLES PACK BV400 |  | 10328
4519.010 | CONSUMABLES PACK BV471 |  | 14872
4519.011 | CONSUMABLES PACK BV691 |  | 14872
4519.012 | CONSUMABLES PACK B35CED B35CEL |  | 6197
4519.013 | CONSUMABLES PACK B70CED B65CEL |  | 6610
4519.014 | CONSUMABLES PACK B100CED B100CEG B95CEL |  | 6610
4519.015 | CONSUMABLES PACK B150CED B150CEG B145CEL |  | 6610
4519.016 | CONSUMABLES PACK XL61 DC61 |  | 7643
4519.017 | CONSUMABLES PACK XL91 |  | 11154
4519.018 | CONSUMABLES PACK XL9SR MODEL 2019 |  | 11361
4519.019 | CONSUMABLES PACK BV471 WITH FUEL PRE-HEATER |  | 17558
4519.020 | CONSUMABLES PACK BV691 WITH FUEL PRE-HEATER |  | 17558
4519.021 | CONSUMABLES PACK FH20 |  | 15698
4519.022 | CONSUMABLES PACK FH40 |  | 15698
4520.001 | CONTROL PANEL |  | 1554
4520.002 | HUMIDITY SENSOR BOX |  | 604
4520.003 | STRAIN RELIEF |  | Not available
4520.004 | COMPRESSOR |  | 46738
4520.005 | FAN MOTOR DH 721P |  | 10283
4520.006 | MAIN P.C. BOARD DH 721P |  | 12804
4520.007 | COPPER TEMPERATURE SENSOR |  | 1209
4520.008 | INDICATOR PC BOARD |  | 8762
4520.009 | HUMIDITY SENSOR |  | 3563
4520.010 | SENSOR TUBE WITH COPPER HEAD |  | 1970
4520.011 | R290 SENSOR |  | 2220
4520.012 | FRONT PLATE |  | 7619
4520.013 | BAKELITE |  | Not available
4520.014 | RIVET |  | Not available
4520.015 | COPPER TUBE |  | Not available
4520.016 | CAPILLARY |  | 434
4520.017 | NAME PLATE FOR CONTROL PANEL |  | 1029
4520.018 | NAMEPLATE |  | Not available
4520.051 | COMPRESSOR |  | 62353
4520.052 | MAIN P.C. BOARD DH 732P |  | 17015
4520.053 | FAN MOTOR DH 732P |  | 8893
4520.054 | COIL FOR DEFROST VALVE |  | 289
4520.057 | COOL & HEAT EXCHANGERS DH 732P |  | 43376
4520.058 | CONDENSER OUTLET |  | Not available
4520.059 | REFRIGERANT TUBE |  | 614
4520.060 | CAPILLARY |  | 1227
4520.061 | DRY FILTER DH 732P |  | Not available
4520.062 | CAPILLARY INSULATOR |  | Not available
4520.063 | THERMAL SHEATH |  | Not available
4520.064 | DISCHARGE TUBE A |  | Not available
4520.065 | DISCHARGE TUBE B |  | Not available
4520.066 | CONNECTING TUBE FOR DISCHARGE TUBE |  | Not available
4520.067 | CONNECTING TUBE FOR EVAPORATOR TUBE |  | Not available
4520.068 | WATERPROOF FOAM FOR WATER TRAY |  | 1979
4520.100 | AIR OUTLET |  | Not available
4520.101 | RUBBER PLUG |  | Not available
4520.102 | RUBBER PLUG A |  | Not available
4520.103 | CAPACITOR PROTECTING BOX (UP) |  | Not available
4520.104 | CAPACITOR PROTECTING BOX (DOWN) |  | Not available
4520.105 | SAFETY BOX FOR MOTOR CAPACITOR-DOWN |  | Not available
4520.106 | SAFETY BOX FOR MOTOR CAPACITOR-UP |  | Not available
4520.107 | MAIN P.C. BOARD DH 720P |  | 13556
4520.108 | INDICATOR PC BOARD |  | 9037
4520.109 | COPPER TEMPERATURE SENSOR WIRE |  | 1051
4520.110 | PCB FOR LIGHT INDICATOR |  | 1459
4520.113 | NAME PLATE FOR CONTROL PANEL |  | 1073
4520.114 | CAPILLARY |  | Not available
4520.115 | HOUSING FOR SENSOR |  | 289
4520.150 | SHADE TYPE MOTOR |  | 6197
4520.151 | MAIN P. C. BOARD |  | 9172
4520.152 | REFRIGERANT CHARGING VALVE |  | Not available
4520.153 | CAPILLARY |  | Not available
4520.500 | PC BOARD |  | 20653
4520.501 | HOUR-COUNTER |  | 9032
4520.502 | MOTOR |  | 16398
4520.503 | CAPACITOR (COMPRESSOR) |  | 2803
4520.504 | COMPRESSOR |  | 88181
4520.551 | CAPACITOR (COMPRESSOR) 50UF |  | 4090
4520.552 | MOTOR 90W |  | 30665
4520.553 | COMPRESSOR |  | 139463
4520.554 | ELECTRONIC HOUR-COUNTER |  | 11079
4602.103 | ACTIVE CARBON FILTER |  | 660
4602.105 | WHITE/BLACK INWARD ADAPTER AC12/9 E/EH |  | 1066
4602.118 | CASTER 4 PIECES |  | 2047
4602.155 | EXHAUST PIPE |  | 8495
4602.237 | REMOTE CONTROL |  | 3250
4602.249 | RUBBER PLAG |  | 160
4602.302 | WATER STOPPER |  | 136
4602.420 | WINDOW SPACER KIT AC |  | 2015
4602.421 | ROUND WINDOW CONNECTOR+COVER |  | 1299
4602.423 | CONTROL PANEL AC12410EH |  | 11421
4602.424 | PC BOARD AC12410EH |  | 11421
4602.425 | CONTROL PANEL AC9410EH |  | 11421
4602.426 | PC BOARD AC9410EH |  | 11421
4602.427 | 4-WAY VALVE |  | 7154
4602.500 | WHEEL KIT 4 PIECES |  | 1649
4602.501 | DOWN FAN MOTOR |  | 9076
4602.502 | EXHAUST ADAPTOR |  | 4355
4602.505 | UP FAN MOTOR |  | 9076
4602.506 | FAN |  | 8529
4602.518 | EXHAUST HOSE |  | 6939
4602.520 | REMOTE CONTROL |  | 4794
4602.526 | CONTROL PANEL AC120EHP |  | 9513
4602.528 | DOWN FAN |  | 1998
4602.529 | WATER PUMP MOTOR (OLD TYPE) |  | 4609
4602.533 | PC BOARD |  | 10992
4602.534 | CONTROL PANEL |  | 10992
4602.538 | WATER PUMP MOTOR (NEW TYPE) |  | 4690
4602.605 | EVAPORATOR FAN |  | 7466
4602.610 | SYNCHRONIZATION MOTOR |  | 2553
4602.612 | PC BOARD AC 120EH |  | 11890
4602.613 | WATER PUMP |  | 7820
4602.624 | CONTROL PANEL AC 120E / AC 140E |  | 11890
4602.625 | CONTROL PANEL AC 120EH |  | 11890
4602.629 | CONTROL PANEL DECORATIVE |  | 767
4602.633 | REMOTE CONTROL |  | 5403
4602.635 | PC BOARD |  | 10992
4602.636 | CONTROL PANEL |  | 10992
4602.639 | UNDER PAN |  | 6469
4602.709 | ROUND WINDOW CONNECTOR + COVER |  | 1544
4602.710 | DOWN FAN BLADE |  | 1940
4602.711 | UP FAN BLADE |  | 1460
4602.712 | CASTOR X 1 PIECE |  | 270
4602.713 | CONTROL PCB |  | 6123
4602.714 | MAIN PCB |  | 6756
4602.719 | SINGLE HOLE FILTER |  | 442
4602.720 | 4-WAY VALVE |  | 10079
4602.724 | FILTER FRAME |  | 519
4602.725 | LCD CONTROL PANEL |  | 1960
4602.726 | LEFT DIGITAL BUTTON |  | 269
4602.727 | RIGHT DIGITAL BUTTON |  | 269
4602.728 | PUMP MOTOR |  | 3004
4602.729 | UP MOTOR |  | 7064
4602.730 | DOWN MOTOR |  | 8714
4602.732 | HD FAN BLADE |  | 6392
4602.735 | PUMP MOTOR |  | 4238
4602.736 | FILTER |  | 1304
4602.740 | FLOAT |  | 269
4602.741 | TRANSPARENT COVER FOR LCD |  | 214
4602.743 | BLADE FIXER |  | 214
4602.744 | REMOTE CONTROL |  | 3788
4602.745 | FAN MOTOR FOR OUTDOOR |  | 10365
4602.746 | FAN MOTOR FOR INDOOR |  | 8481
4602.747 | RUBBER PLUG |  | 214
4602.748 | ACTIVE CARBON FILTER |  | 1040
4602.801 | AIR FILTER |  | 723
4602.807 | OPERATION BOARD LABEL |  | 87
4602.819 | LOWER FAN MOTOR |  | 10300
4602.820 | UPPER FAN MOTOR |  | 20648
4602.822 | WATER PUMP |  | 7992
4602.823 | REMOTE CONTROL |  | 5464
4602.824 | STEP MOTOR |  | 2540
4602.825 | LOWER FAN |  | 4269
4603.100 | EXHAUST PIPE |  | 7154
4603.101 | ROUND WINDOW CONNECTOR + COVER |  | 1999
4603.102 | DOWN FAN BLADE |  | 5367
4603.103 | UP FAN BLADE |  | 3203
4603.104 | DRAINAGE PIPE |  | 733
4603.105 | REAR FILTER |  | 903
4603.106 | SIDE FILTER |  | 1073
4603.107 | FIXER FOR REAR FILTER |  | 1073
4603.108 | ACTIVE CARBON FILTER |  | 1778
4603.109 | CONTROL PCB |  | 8662
4603.110 | MAIN PCB |  | 11104
4603.111 | DOWN MOTOR |  | 12337
4603.112 | UP MOTOR |  | 11902
4603.113 | PUMP MOTOR |  | 4624
4603.114 | CONTROL PANEL |  | 2999
4603.115 | REMOTE CONTROLLER |  | 2015
4603.116 | RUBBER STOPPER |  | 231
4603.117 | WATER STOPPER |  | 330
4603.118 | PUMPING BLADE |  | Not available
4603.119 | FILTER TRACK |  | Not available
4603.120 | LOUVER ROD |  | 175
4603.121 | MAIN LOUVER |  | 219
4603.122 | MAIN LOUVER |  | 202
4603.124 | MAIN PCB |  | 9877
4603.125 | REMOTE CONTROLLER |  | 3293
4603.126 | COMPRESSOR CAPACITOR |  | 3257
4603.127 | TOP FUNNEL FOR WIND-DUCT |  | 5411
4603.128 | BOTTOM FUNNEL FOR WIND-DUCT |  | 5411
4603.129 | COVER FOR CORD COMPARTMENT |  | 352
4603.150 | CONTROL PANEL |  | 522
4603.151 | DIGITAL BUTTON |  | 938
4603.152 | TRANSPARENT COVER |  | Not available
4603.153 | MAIN PCB |  | 13486
4603.154 | CONTROL PCB |  | 7262
4603.155 | REMOTE CONTROLLER |  | 4825
4603.156 | IONIZER |  | 4150
4603.157 | MAIN P.C. BOARD AC 1400 |  | 13486
4603.158 | TOP FUNNEL FOR WIND DUCT |  | 3716
4603.159 | BOTTOM FUNNEL FOR WIND DUCT |  | 3247
4603.160 | CONTROL PCB AC 1400 |  | 7262
4603.165 | MAIN PCB AC 1400 NEW TYPE |  | 13486
4603.166 | MAIN PCB AC 1600 NEW TYPE |  | 13486
4603.170 | PVC WINDOW KIT |  | 3825
4603.172 | BOTTOM BASE |  | 4571
4603.173 | FIXING KIT FOR DOWN FAN BLADE |  | 151
4603.174 | COVER FOR CORD COMPARTMENT |  | 282
4603.175 | FIXING CLIP FOR FAN BLADE |  | 114
4603.200 | ACTIVE CARBON FILTER |  | 1399
4603.204 | CASTOR |  | 478
4603.205 | CLOSING KNOB FOR WATER TANK |  | 199
4603.206 | COMPRESSOR CAPACITOR |  | 3346
4603.207 | CONTROL PCB |  | 6225
4603.208 | CONTROL PANEL |  | 2805
4603.209 | COVER FOR CORD COMPARTMENT |  | 252
4603.211 | DOWN FAN BLADE |  | 2895
4603.212 | DRAINAGE PIPE |  | 2834
4603.213 | FILTER FIXER |  | 294
4603.214 | FILTER FRAME FOR EVAPORATOR |  | 884
4603.215 | FILTER TRACK (LEFT) |  | 162
4603.216 | FILTER TRACK (RIGHT) |  | 162
4603.219 | FLOAT |  | 153
4603.222 | LEVER |  | 184
4603.223 | LOUVER (LEFT&RIGHT) |  | 270
4603.224 | LOUVER (TOP&DOWN) |  | 830
4603.225 | LOUVER FOR WATER TANK |  | 136
4603.226 | LOUVER ROD (LEFT&RIGHT) |  | 88
4603.227 | LOUVER ROD (TOP&DOWN) |  | 162
4603.228 | MAIN PCB |  | 11412
4603.229 | MICRO SWITCH |  | 522
4603.230 | MICROSWITCH BASE |  | Not available
4603.231 | MOTOR |  | 10545
4603.232 | MOTOR CAPACITOR |  | 522
4603.236 | PUMP MOTOR |  | 4422
4603.237 | PUMPING BLADE |  | 248
4603.238 | REAR FILTER FRAME FOR CONDENSER |  | 884
4603.239 | REMOTE CONTROLLER |  | 4619
4603.241 | RUBBER BUTTON PANEL |  | Not available
4603.242 | RUBBER PLUG FOR WATER TANK |  | 88
4603.243 | RUBBER STOPPER |  | 231
4603.244 | SEALED RING FOR WATER TANK |  | 88
4603.245 | SHEATH FOR THERMOSTAT |  | 700
4603.246 | SENSOR FIXER |  | 133
4603.247 | SEPERATING PANEL FOR WATER TANK |  | 2076
4603.248 | SIDE FILTER FRAME FOR CONDENSER |  | 522
4603.249 | SIDE FILTER FRAME FOR EVAPORATOR |  | 678
4603.250 | SIDE PANEL |  | 2049
4603.251 | SPRING |  | 68
4603.253 | TOP PANEL |  | 2907
4603.254 | UP FAN BLADE |  | 1867
4603.256 | WATER STOPPER | replaced by 4602.302 | 136
4603.257 | WATER TANK |  | 3352
4603.260 | WIRING FIXER |  | 136
4603.270 | MAIN PCB NEW TYPE |  | 12468
4603.271 | CONTROL PCB NEW TYPE |  | 6783
4603.272 | REAR PANEL |  | 10671
4603.300 | AIR FILTER SP 9EH/12EH |  | 751
4603.304 | COMPRESSOR CAPACITOR SP 12EH |  | 2565
4603.309 | FAN CAPACITOR SP 12EH |  | 1027
4603.314 | 4-WAY VALVE SP 9EH/12EH |  | 10061
4603.315 | GAS VALVE SP 9EH |  | 2875
4603.317 | FRONT PANEL SP 9EH/12EH |  | 1848
4603.318 | TANGENTIAL FAN SP 9EH/12EH |  | 3696
4603.322 | LOUVER BAR |  | 318
4603.326 | MOTOR SP 9EH |  | 8724
4603.327 | MOTOR SP 12EH |  | 10028
4603.328 | CONTROL PC BOARD SP 9EH/12EH |  | 13141
4603.329 | PROPPELLER FAN SP 9EH |  | 1642
4603.330 | PROPPELLER FAN SP 12EH |  | 1848
4603.331 | REMOTE CONTROL SP 9EH/12EH |  | 3293
4603.332 | BLOCK PLATE |  | 377
4603.333 | STEP MOTOR SP 9EH/12EH |  | 2052
4603.334 | TRANSFORMER SP 9EH/12EH |  | 1877
4603.335 | VERTICAL LOUVER |  | 823
4603.400 | AC CONTACTOR |  | 9790
4603.401 | CAPACITOR |  | 1851
4603.402 | CASTOR WITH BRAKE |  | 6197
4603.403 | CASTOR |  | 5783
4603.404 | COMPRESSOR DH7160 |  | 237740
4603.405 | COMPRESSOR DH7220 |  | Not available
4603.406 | DISPLAY PANEL | replaced by 4512.508 | 9195
4603.407 | DISPLAY PANEL | replaced by 4512.508 | 9195
4603.408 | FAN BLADE | replaced by 4512.563 | 5496
4603.409 | FILM SWITCH | replaced by 4512.548 | 3046
4603.410 | HANDLE |  | 962
4603.411 | MAIN CONTROL PANEL |  | 23278
4603.412 | MAIN CONTROL PANEL | replaced by 4603.411 | 23278
4603.413 | MOTOR DH7160 |  | 27671
4603.414 | MOTOR DH7220 |  | 27671
4603.415 | PLUG 32A |  | 5573
4603.416 | WATER OUTLET |  | 61
4603.417 | FIVE TERMINAL |  | 1539
4603.418 | FILTER NET |  | 7587
4603.419 | HEAT EXCHANGER |  | 184358
4603.421 | SCREW |  | 175
4603.422 | BOTTOM FRONT PANEL |  | 10513
4603.500 | WIRE PROTECTION |  | 789
4603.501 | BACK PANEL |  | 7410
4603.502 | WATER TANK CARD |  | 270
4603.503 | WATER TANK FLAKE |  | 338
4603.504 | THERMAL SENSOR OF COMPRESSOR |  | 5659
4603.505 | TOP COVER |  | 24662
4603.506 | WATER TANK PANEL |  | 7817
4603.507 | DRAIN PLUG FOR WATER TANK |  | 493
4603.508 | CABLE FOR HUMIDITY SENSOR |  | 362
4603.509 | CABLE PC BOARD - DISPLAY PANEL |  | 1182
4603.510 | WATER TANK PANEL |  | 5967
4603.511 | BOLT M6X40 |  | 143
4603.512 | PIN 3X45 |  | 119
4603.513 | BOLT M6X30 |  | 66
4603.514 | BOLT M8X40 |  | 175
4603.515 | BOTTOM PLATE |  | 6786
4603.516 | SCREW SET |  | 143
4603.517 | REFRIGERANT CHARGING VALVE |  | 2004
4603.518 | HELICOID COVER |  | 7312
4603.600 | AC-MOTOR |  | 31115
4603.602 | FAN BLADE |  | 13280
4603.608 | ON/OFF ROCKET SWITCH |  | 604
4603.650 | AC-MOTOR |  | 48899
4603.653 | CAPACITOR |  | 3011
4603.654 | CIRCUIT BREAKER |  | 1566
4603.655 | FAN BLADE |  | 6764
4603.661 | ON/OFF ROCKET SWITCH |  | 604
4603.700 | ACTIVE CARBON FILTER |  | 1020
4603.701 | BOTTOM BASE |  | Not available
4603.702 | BOTTOM COVER FOR MAIN PCB |  | 631
4603.703 | BUCKLE FOR MOTOR |  | Not available
4603.704 | CAPACITOR PROTECTION COVER (DOWN) |  | Not available
4603.705 | CAPACITOR PROTECTION COVER (UP) |  | Not available
4603.706 | CAPILLARY |  | 541
4603.708 | CAPACITOR FOR COMPRESSOR |  | 2168
4603.710 | CONNECTOR FOR CONDENSER & EVAPORATOR |  | Not available
4603.711 | CONTROL PANEL |  | 1625
4603.712 | DISCHARGING TUBE |  | Not available
4603.713 | DRYER |  | 791
4603.715 | FAN BLADE |  | 1651
4603.716 | FILTER |  | 743
4603.717 | FIXING BASE FOR MOTOR |  | Not available
4603.718 | FLOAT |  | 136
4603.719 | FOAM FOR AIR VENT |  | Not available
4603.720 | FOAM FOR MOTOR BUCKLE |  | Not available
4603.721 | FOOT STAND |  | 136
4603.722 | FRONT PANEL |  | Not available
4603.723 | INDICATOR PCB DH 712 |  | 4500
4603.724 | MAGNET |  | 124
4603.725 | MAIN PCB DH 712 |  | 12111
4603.726 | MOTOR FIXER |  | Not available
4603.727 | NAMEPLATE FOR CONTROL PANEL |  | 855
4603.728 | PAD FOR MOTOR |  | Not available
4603.729 | REAR PANEL |  | Not available
4603.730 | REFRIGERANT CHARGING VALVE |  | 270
4603.731 | SENSOR |  | 962
4603.732 | MOTOR |  | 4143
4603.733 | SUCTION TUBE |  | Not available
4603.734 | TOP COVER FOR MAIN PCB |  | 655
4603.735 | WATER TANK |  | 2995
4603.736 | WATER TRAY |  | 855
4604.101 | BLADE |  | 13313
4604.102 | MOTOR |  | 45332
4604.103 | SWITCH BOX |  | 4401
4604.104 | POWER CORD |  | 3766
4604.105 | TRUCKLE |  | 3930
4604.106 | SWITCH |  | 986
4604.107 | SWITCH KNOB |  | 621
4604.108 | CAPACITOR |  | 2438
4604.109 | BRACKET X2 |  | 6764
4604.110 | GUARD |  | 9129
4604.111 | MOTOR DV |  | 31193
4604.112 | DRUM |  | 10367
4604.113 | RESISTOR DF30DV |  | 1467
4604.114 | MOTOR |  | 57248
4604.115 | BLADE |  | 13292
4604.120 | SWITCH BOX |  | 3925
4604.121 | FAN BLADE |  | 6197
4604.122 | MOTOR DF20P |  | 17121
4604.124 | RUBBER |  | 88
4604.125 | FOOT BRACKET |  | 7271
4604.127 | RELAY DUAL VOLTAGE |  | 10423
4604.128 | CAPACITOR |  | 2451
4604.129 | SCREWS SET OF WALL MOUNT |  | 204
4604.130 | FAN BLADE |  | 15657
4604.131 | FRONT GUARD |  | 17680
4604.132 | MOTOR |  | 44606
4604.133 | REAR GUARD |  | 10894
4604.134 | SWITCH BOX |  | 4027
4604.138 | PC BOARD MF30DV |  | 5921
4604.139 | CARTON MF 30 P |  | 2123
4604.140 | BELT |  | 1137
4604.141 | FAN BLADE |  | 20589
4604.142 | BLADE PULLEY |  | 2212
4604.143 | CAPACITOR BOX |  | 3274
4604.148 | MOTOR PULLEY |  | 712
4604.149 | MOTOR |  | 70523
4604.152 | SUPPORTER |  | 525
4604.153 | SWITCH |  | 473
4604.154 | WHEEL |  | 2015
4604.155 | WHEEL FIXER |  | 833
4604.156 | RESISTOR MF30DV |  | 1384
4604.157 | WALL MOUNT |  | 1884
4604.158 | WIRE FOR WALL MOUNT |  | 558
4604.160 | SWITCH BOX COMPLETE WITH POWER CORD |  | Not available
4604.161 | CAPACITOR |  | 1357
4604.162 | BLADE |  | 5710
4604.170 | CAPACITOR DF48P |  | 604
4604.171 | MAIN RING |  | 4296
4604.172 | SQUARE BOLT+NUT+WASHERS |  | 646
4604.173 | CAPACITOR DF30P NEW |  | 1982
4604.174 | CAPACITOR MF30P |  | 938
4604.175 | SQUARE TUBE |  | 1533
4604.178 | CARTON DF 20 P |  | 3623
4604.179 | HANDLE |  | 665
4604.180 | SWITCH BOX NEW |  | 4338
4604.181 | SWITCH NEW |  | 2179
4604.182 | BLADE |  | 17757
4604.183 | BRACKET |  | 9472
4604.184 | FRONT GUARD |  | 11123
4604.186 | MOTOR |  | 62172
4604.189 | SQUARE TUBE |  | 1280
4604.191 | TRUCKLE |  | 2334
4604.192 | SWITCH + BOX |  | 4306
4604.193 | SWITCH KNOB |  | 493
4604.194 | MOTOR |  | 23421
4604.195 | SWITCH + KNOB + BOX |  | 5370
4604.201 | MOTOR BL6800 |  | 37179
4604.202 | MOTOR CD5000 |  | 38213
4604.206 | AC MOTOR |  | 23754
4604.207 | SWITCH PLATE GASKET |  | 656
4604.208 | ON/OFF ROCKER SWITCH |  | 1384
4604.209 | FRONT WIRE GRILL |  | 2594
4604.210 | FAN BLADE |  | 4094
4604.211 | SWITCH PLATE |  | 1314
4604.212 | STRAIN RELIEF TIGHT |  | 66
4604.214 | CAPACITOR |  | 1970
4604.216 | FRONT WIRE GRILL |  | 3745
4604.218 | CAPACITOR |  | 3046
4604.219 | FAN BLADE |  | 3908
4604.220 | FLAT WASHER |  | 88
4604.221 | BLADE BACKING WASKER |  | 107
4604.222 | NUT |  | 88
4604.223 | AC MOTOR |  | 46019
4604.224 | FRONT WIRE GRILL |  | 3985
4604.226 | FLAT WASHER |  | 252
4604.227 | NUT |  | 493
4604.228 | FAN BLADE |  | 6671
4604.229 | BLADE BACKING WASHER |  | 241
4604.231 | RIVET |  | 289
4604.232 | RIVET HOLE |  | 656
4604.251 | BLOWER WHEEL |  | 7630
4604.260 | SWITCH 4-POSITION + KNOB NEW TYPE |  | 3335
4604.261 | SOCKET |  | 3033
4604.270 | CARTON BL6800 |  | 1457
4604.271 | CARTON CD5000 |  | 952
4604.300 | FAN BLADE |  | 3584
4604.301 | BUTTON SWITCH |  | 316
4604.302 | MOTOR |  | 25199
4604.303 | HANDLE |  | 634
4604.304 | SAFETY NET |  | 986
4604.305 | SWITCH PLATE |  | 252
4604.350 | FAN BLADE |  | 3798
4604.352 | MOTOR |  | 21272
4604.354 | SAFETY NET |  | 1324
4604.400 | BLADE |  | 21537
4604.401 | SWITCH KNOB |  | 474
4604.402 | SWITCH |  | 700
4604.404 | MOTOR |  | 65912
4604.410 | CAPACITOR DF36 |  | 3006
4605.116 | FLOAT VALVE ASSY |  | 10147
4605.120 | FILTER PAD LARGE |  | 7750
4605.132 | FLOAT VALVE ASSY - HORIZONTAL |  | 10936
4605.138 | WALL CONTROL WITH FLIP DOWN LID |  | 19712
4605.153 | PULLEY MOTOR 90 DIAMETER |  | 6650
4605.155 | FAN CENTRIFUGAL LARGE |  | 13505
4605.163 | FAN - LARGE |  | 15902
4605.171 | PULLEY FAN 205 DIAMETER |  | 6560
4605.183 | MOBILE TANK |  | 94977
4605.204 | SPREADER MEDIUM/LARGE 13MM OUTLET |  | 2110
4605.205 | FAN CENTRIFUGAL |  | 11074
4605.222 | TOP LID GREY |  | 32468
4605.227 | FAN FLANGE |  | 23166
4605.230 | ISOLATING MOUNTS |  | 1335
4605.257 | FITTINGS TO GO WITH COPPER CONNECTOR |  | 5364
4605.261 | BLEED/DRAIN NUT |  | 3755
4605.270 | SOLENOID VALVE CABLE |  | 2598
4605.272 | V BELT (A54) |  | 3596
4605.274 | 2 PRONG WATER LEVEL PROBE |  | 16915
4605.283 | FLEXIBLE HOSE |  | 5709
4605.287 | SHORTING PLUG FOR CPMD |  | 2912
4605.290 | WEATHER SEAL FLAPS |  | 7798
4606.101 | LAMP 2KW FOR HL 200 |  | Not available
4607.100 | FRONT SECTION OF NOZZLE |  | 733
4607.101 | NOZZLE REGULATION SCREW |  | 362
4607.102 | NOZZLE |  | 614
4607.103 | NOZZLE MIDDLE CONNECTION |  | 733
4607.104 | NOZZLE TAIL CONNECTION |  | 974
4607.105 | SWITCH |  | 1238
4607.106 | COVER |  | 4641
4607.107 | CAUDAL LID |  | 712
4607.108 | MOTOR |  | 32747
4607.109 | POSITION ADJUSMENT SCREW |  | 372
4607.110 | COVER BASE |  | 1214
4607.111 | TANK CAP |  | 733
4607.112 | TANK |  | 4882
4607.113 | PIPE NUT |  | 503
4607.114 | PIPE ELBOW |  | 624
4607.115 | PIPE |  | 384
4607.116 | COVER BOLT WITH NUT |  | 590
4607.117 | COVER NUT | replaced by 4607.116 | Not available
4607.118 | COVER NET |  | 974
4607.119 | SEAL |  | 241
4607.120 | FILTER SCREEN |  | 733
4607.121 | TANK FILTER |  | 733
4607.122 | COVER WASHER |  | 700
4607.123 | MOTOR WASHER |  | 700
4607.130 | SEAL |  | 230
4607.131 | CLAMP |  | 143
4607.132 | WASHER |  | 66
4607.133 | ORING |  | 66
4607.134 | SWITCH WIRE |  | 580
4607.135 | CABLE GLAND |  | 219
4607.136 | POWER CORD |  | 262
4610.021 | HEPA FILTER FOR AP 20 M |  | 3072
4610.024 | UV LAMP FOR AP 30 R |  | 1533
4610.025 | UV LAMP FOR AP 50 R |  | 1608
4610.200 | G4 FILTER |  | 4752
4614.001 | 7 PIN PLUG |  | 5914
4614.002 | AIR DAMPER |  | 15487
4614.003 | AIR DAMPER REGULATOR |  | 5015
4614.004 | BLAST TUBE |  | 32089
4614.005 | BRACKET AND SCREW |  | 4498
4614.006 | CAPACITOR 6,3 UF |  | 11256
4614.007 | COIL |  | 24677
4614.008 | COLLAR |  | 5472
4614.009 | CONNECTOR |  | 1433
4614.010 | CONTROL BOX 552SE |  | 32606
4614.011 | BURNER DISC |  | 3939
4614.012 | DIFFUSER DISC |  | 13083
4614.013 | DIFFUSER DISC SUPPORT |  | 4158
4614.014 | ELECTRODE ASSEMBLY |  | 6861
4614.015 | FAN |  | 15834
4614.016 | FLANGE |  | 9155
4614.017 | FLEXIBLE OIL LINE |  | 3971
4614.018 | FUSE |  | 2327
4614.019 | GASKET |  | 4439
4614.020 | HIGH VOLTAGE LEAD |  | 16264
4614.021 | JOINT |  | 3086
4614.022 | LEAD |  | 3643
4614.023 | MOTOR |  | 32766
4614.024 | MOTOR SOCKET |  | 9950
4614.025 | NEEDLE VALVE |  | 12672
4614.026 | NOZZLE HOLDER |  | 6996
4614.027 | OIL PUMP |  | 63279
4614.028 | OIL PUMP FILTER |  | 2302
4614.029 | PHOTOCELL |  | 13432
4614.030 | SUCTION DUCT |  | 2924
4614.031 | TUBE |  | 4267
4614.032 | VIEWING PORT |  | 6565
4614.033 | AIR DAMPER |  | 5918
4614.034 | AIR DAMPER |  | 4937
4614.035 | BLAST TUBE |  | 39122
4614.036 | CAPACITOR 5 µF |  | 8985
4614.037 | COIL |  | 6718
4614.038 | COLLAR |  | 8830
4614.039 | CONTROL BOX 479SE |  | 54327
4614.040 | ELECTRODE ASSEMBLY |  | 13751
4614.041 | ELECTRODE BRACKET |  | 8585
4614.042 | EXTENSION |  | 28460
4614.043 | FAN |  | 14824
4614.044 | FILTER - O - RING |  | 4954
4614.045 | HYDRAULIC JACK |  | 16602
4614.046 | MOTOR |  | 78486
4614.047 | NEEDLE VALVE |  | 14793
4614.049 | NOZZLE HOLDER |  | 8597
4614.050 | NOZZLE HOLDER EXTENSION |  | 12468
4614.051 | PHOTOCELL |  | 16480
4614.052 | PUMP |  | 56731
4614.053 | PUMP SEAL |  | 9056
4614.054 | RING AND DIFFUSER DISC |  | 24434
4614.055 | SHELL AND KNOB |  | 2336
4614.056 | TERMINAL BOARD |  | 8616
4614.057 | TUBE |  | 4267
4614.058 | TUBE |  | 18593
4614.059 | AIR DAMPER ASSEMBLY |  | 8840
4614.060 | BLAST TUBE |  | 17017
4614.061 | CONNECTOR |  | 4267
4614.062 | CONNECTOR |  | 5426
4614.063 | ELECTRODE ASSEMBLY |  | 29449
4614.064 | EXTENSION |  | 41912
4614.065 | HYDRAULIC DELAYNG DEVICE |  | 59129
4614.066 | HYDRAULIC JACK |  | 25267
4614.067 | NOZZLE HOLDER EXTENSION |  | 27056
4614.068 | PUMP |  | 66127
4614.069 | SKREW |  | 3398
4614.070 | SCREW |  | 3878
4614.071 | SEAL |  | 1812
4614.072 | TUBE |  | 3354
4614.073 | TUBE |  | 3354
4614.074 | TUBE |  | 17719
4614.075 | TUBE |  | 4026
4614.076 | OIL PUMP |  | 55576
4614.077 | BLAST TUBE |  | 43437
4614.078 | AIR DAMPER REGULATOR |  | 5593
4614.079 | AIR DAMPER |  | 3536
4614.080 | BRACKET AND SCREW |  | Not available
4614.081 | BLAST TUBE |  | 22727
4614.082 | BULKHEAD |  | 2446
4614.083 | COVER |  | 4276
4614.084 | CAPACITOR 4ΜF |  | 10644
4614.085 | CONTROL BOX 535SE |  | 54538
4614.086 | COIL |  | 4374
4614.087 | ELECTRODE ASSEMBLY |  | 9620
4614.088 | CRANK CASE |  | 6598
4614.089 | FLANGE |  | 4092
4614.090 | FAN |  | 13408
4614.091 | FAN COVER |  | 10690
4614.092 | DIFFUSER DISC |  | 9302
4614.093 | GASKET |  | 2754
4614.094 | MOTOR |  | 68546
4614.095 | LEAD |  | 3398
4614.096 | PHOTOCELL |  | 7803
4614.097 | SUCTION DUCT |  | 2283
4614.098 | SUPPORT |  | 3398
4614.099 | OIL PUMP |  | 56316
4614.100 | TUBE |  | 4449
4614.101 | SHELL AND KNOB |  | 3189
4614.102 | CONTROL BOX 530SE |  | 41730
4614.103 | CAPACITOR 4 ΜF |  | 8809
4614.104 | COVER |  | 5131
4614.105 | AIR DAMPER |  | 4786
4614.106 | COLLAR |  | 8624
4614.107 | BLAST TUBE |  | 23836
4614.108 | FAN |  | 11592
4614.109 | ELECTRODE ASSEMBLY |  | 10819
4614.110 | FLANGE |  | 7500
4614.111 | MOTOR |  | 53349
4614.112 | GASKET |  | 2848
4614.113 | TUBE |  | 4920
4614.114 | RING AND DIFFUSER DISC |  | 23137
4614.115 | DIFFUSER DISC |  | 9365
4614.116 | BLAST TUBE |  | 22328
4614.117 | TUBE |  | 4350
4614.118 | BURNER DISC |  | 4786
4614.119 | BRACKET AND SCREW |  | 3398
4614.120 | DIFFUSER DISC |  | 8186
4614.121 | COLLAR |  | 5906
4614.122 | FLANGE |  | 7803
4614.123 | BLAST TUBE |  | 40832
4614.124 | AIR DAMPER REGULATOR |  | 5216
4614.125 | AIR DAMPER |  | 15422
4614.126 | MOTOR |  | 57548
4614.127 | CAPACITOR 6,3 µF |  | 12179
4614.128 | TUBE |  | 13133
4614.129 | AIR DAMPER |  | 6118
4614.130 | BODY |  | 33142
4614.131 | MAINTENANCE ASSEMBLY |  | 2283
4614.132 | AIR DAMPER REGULATOR |  | 7500
4614.133 | AIR DAMPER |  | 13408
4614.134 | COVER |  | 32023
4614.135 | BODY |  | 47707
4614.136 | COVER |  | 6118
4614.137 | BLAST TUBE |  | 23404
4614.138 | ELECTRODE ASSEMBLY |  | 8877
4614.139 | MAINTENANCE ASSEMBLY |  | 4786
4614.140 | SEAL |  | 2712
4614.141 | PUMP |  | 61543
4614.142 | O - RING |  | 2922
4614.143 | HYDRAULIC JACK |  | 15691
4614.144 | LEAD |  | 3398
4614.145 | HYDRAULIC DELAYNG DEVICE |  | 53834
4614.146 | TUBE |  | 5432
4614.147 | REGULATOR |  | 2929
4614.148 | TUBE |  | 3621
4614.149 | MOTOR |  | 75779
4614.150 | TUBE |  | 3878
4614.151 | TUBE |  | 5432
4614.152 | AIR DAMPER REGULATOR |  | 27460
4614.153 | COVER |  | 46708
4614.154 | AIR DAMPER |  | 5432
4614.155 | TUBE |  | 4092
4614.156 | SUCTION DUCT |  | 7937
4614.157 | COLLAR |  | 10219
4614.158 | PUMP |  | 30933
4614.159 | COVER |  | 52754
4614.160 | SHUTTER - DIFFUSER DISC |  | 21180
4614.161 | AIR DAMPER REGULATOR |  | 15212
4614.162 | AIR DAMPER |  | 8624
4614.163 | MOTOR |  | 83494
4614.164 | CAPACITOR 8 ΜF |  | 12157
4614.165 | BRACKET AND SCREW |  | 10906
4614.166 | FAN |  | 27028
4614.167 | O-RING |  | 2922
4614.168 | AIR DAMPER REGULATOR |  | 7285
4614.169 | HIGH VOLTAGE LEAD |  | 12658
4614.170 | FLAME TUBE |  | 49045
4614.171 | ADJUSTMENT ASSEMBLY |  | 11021
4614.172 | AIR DAMPER ASSEMBLY |  | 15422
4614.173 | AIR INTAKE |  | 36547
4614.174 | BAR |  | 28145
4614.175 | BULKHEAD |  | 8877
4614.176 | CAPACITOR |  | 9302
4614.177 | COIL |  | 10906
4614.178 | CONNECTOR |  | 2028
4614.179 | CONTROL BOX |  | 65634
4614.180 | CONTROL BOX BASE |  | 12716
4614.181 | COVER |  | 47932
4614.182 | DIFFUSER DISC ASSEMBLY |  | 71762
4614.183 | DRIVE COUPLING |  | 18183
4614.184 | ELECTRODE |  | 5003
4614.185 | END CONE |  | 29742
4614.186 | FAIRLEAD |  | 5003
4614.187 | FAN |  | 37436
4614.188 | FILTER |  | 10219
4614.189 | FLANGE GASKET |  | 3361
4614.190 | FLEXIBLE OIL LINE |  | 5681
4614.191 | GRADUATE SECTOR |  | 14736
4614.192 | GRID |  | 28145
4614.193 | H.T. LEAD |  | 29089
4614.194 | INSPECTION WINDOW |  | 9998
4614.195 | KEY |  | 2712
4614.196 | MANIFOLD |  | 42226
4614.197 | MEMBRANE + VIEWING PORT |  | 16339
4614.198 | MOTOR |  | 85852
4614.199 | NOZZLE HOLDER |  | 11592
4614.200 | PHOTOCELL |  | 6598
4614.201 | PLUG |  | 9787
4614.202 | PLUGS ASSEMBLY |  | 14090
4614.203 | PUMP |  | 46799
4614.204 | SCREW |  | 9787
4614.205 | SCREW |  | 9527
4614.206 | SEAL |  | 3189
4614.207 | SHUTTER |  | 15691
4614.208 | SOUND DAMPING |  | 21806
4614.209 | SQUARE |  | 19994
4614.210 | SUCTION DUCT |  | 13619
4614.211 | SUPPORT |  | 13619
4614.212 | SUPPORT |  | 4517
4614.213 | TRANSFORMER |  | 33395
4614.214 | TUBE |  | 16339
4614.215 | TUBE |  | 16339
4614.216 | TUBE |  | 14304
4614.217 | U BOLT |  | 8400
4614.218 | VALVE ASSEMBLY |  | 30898
4614.219 | AIR DAMPER |  | 12294
4614.220 | AIR DAMPER |  | 12021
4614.221 | AIR DIFFUSER |  | 8624
4614.222 | AIR DIFFUSER |  | 9527
4614.223 | AIR DIFFUSER |  | 12930
4614.224 | AIR PRESSURE SWITCH |  | 25427
4614.225 | ASSEMBLY CONNECTION |  | 8400
4614.226 | BRACKET AND SCREW |  | 4092
4614.227 | BRACKET AND SCREW |  | 5432
4614.228 | BRACKET AND SCREW |  | 8877
4614.229 | CONNECTOR AND TUBE |  | 2929
4614.230 | CONNECTOR AND TUBE |  | 3878
4614.231 | CONTROL BOX MG569 |  | 100735
4614.232 | COVER |  | 29789
4614.233 | COVER |  | 39727
4614.234 | DISTRIBUTOR |  | 54276
4614.235 | DISTRIBUTOR |  | 72660
4614.236 | DISTRIBUTOR |  | 73721
4614.237 | ELBOW |  | 10690
4614.238 | ELBOW |  | 10906
4614.239 | ELBOW EXTENSION |  | 8624
4614.240 | ELBOW EXTENSION |  | 11115
4614.241 | ELECTRODE |  | 7715
4614.242 | ELECTRODE |  | 6598
4614.243 | END CONE |  | 19994
4614.244 | END CONE |  | 17925
4614.245 | END CONE |  | 46543
4614.246 | GASKET |  | 3398
4614.247 | HIGH VOLTAGE LEAD |  | 28145
4614.248 | LEAD |  | 12500
4614.249 | LEAD |  | 8624
4614.250 | LEAD |  | 18183
4614.251 | MANIFOLD |  | 35207
4614.252 | MANIFOLD |  | 42927
4614.253 | MANIFOLD |  | 35501
4614.254 | MOVABLE FLANGE |  | 9302
4614.255 | MOVABLE FLANGE |  | 12716
4614.256 | MOVABLE FLANGE |  | 13833
4614.257 | O-RING SEAL |  | 2929
4614.258 | O-RING SEAL |  | 3189
4614.259 | PRESSURE SWITCH CONNECTION |  | 10690
4614.260 | PROBE |  | 11115
4614.261 | SEAL |  | 5432
4614.262 | SEAL |  | 5216
4614.263 | TEST POINT |  | 3398
4614.264 | TUBE |  | 56197
4614.265 | TUBE |  | 56197
4614.266 | TUBE |  | 55425
4614.267 | U BOLT |  | 4983
4614.268 | COVER RG3F |  | 24997
4614.269 | MOTOR |  | 68624
4614.270 | PUMP |  | 67959
4614.272 | PLATE |  | 3240
4614.278 | CONTROL BOX |  | 31702
4614.291 | FLANGE |  | 11784
4614.292 | AIR DAMPER |  | Not available
4614.294 | BLAST TUBE |  | 35556
4614.295 | COLLAR |  | 11866
4614.297 | COVER |  | 24557
4614.299 | END CONE |  | Not available
4614.301 | EXTENSION SLIDE BAR |  | 30663
4614.302 | FRONT SHIELD |  | 25879
4614.303 | INSULATOR |  | 21916
4614.304 | NEEDLE VALVE |  | 85723
4614.306 | SOLENOID VALVE |  | 85723
4614.307 | SPACER |  | Not available
4614.308 | SUPPORT |  | 14865
4614.309 | SUPPORT FOR AIR DAMPER |  | 6831
4614.317 | CAPACITOR |  | 10062
4614.318 | AIR INTAKE |  | 25495
4614.319 | END RING DIFFUSER DISC |  | 21369
4614.320 | BLAST TUBE |  | 36825
4614.321 | NOZZLE HOLDER |  | 43030
4614.324 | TUBE |  | 7657
4614.325 | TUBE |  | 8313
4614.327 | NOZZLE HOLDER ASS.Y |  | 41861
4614.328 | MOTOR |  | 67087
4614.329 | CAPACITOR |  | 9529
4614.330 | NOZZLE HOLDER ASS.Y |  | 39775
4614.331 | INSULATOR |  | 17723
4614.332 | TUBE |  | 17328
4614.333 | BURNER BACK COVER |  | 24888
4614.334 | AIR PRESSURE SWITCH |  | 28832
4614.335 | PRIMARY CONTROL BOX |  | 72838
4614.336 | PRIMARY CONTROL SUB-BASE |  | 5598
4614.337 | 120/24 VOLT TRANSFORMER |  | 21665
4614.338 | AIR SWITCH TUBE AND CONNECTOR |  | 6030
4614.339 | IONIZATION LEAD |  | 13131
4614.340 | AIR TUBE COVER PLATE |  | 6911
4614.341 | CHASSIS MOUNTING COLLAR |  | 8265
4614.342 | GROUND LEAD AND CONNECTOR |  | 9058
4614.345 | CAPACITOR |  | 8435
4614.346 | BURNER MOTOR |  | 41500
4614.347 | MOUNTING GASKET |  | 2674
4614.348 | UNIVERSAL MOUNTIUNG FLANGE |  | 7900
4614.350 | ELBOW |  | 16521
4614.354 | MANFOLD |  | 49735
4614.355 | GAS PIPE |  | 40406
4614.356 | SEMI-FLANGE |  | 4083
4614.357 | FLAME FUNNEL |  | 13352
4614.358 | TOOTH |  | 56515
4614.359 | DIFFUSER |  | 4243
4614.360 | DISTRIBUTOR - DIFFUSER DISC |  | 28361
4614.361 | SPACER |  | 20347
4614.362 | HEAD EXTENSION |  | 65426
4614.364 | HINGE UNIT |  | 14460
4614.365 | DIAPHRAGM |  | 8859
4614.379 | ELECTRODE |  | 47102
4614.720 | MEMBRANA |  | 2584
4615.200 | TERMINAL HOLDER |  | 247
4615.201 | FIXED HOLDER |  | 236
4615.202 | FAN |  | 893
4615.203 | MOTOR |  | 5102
4615.204 | SWITCH |  | 983
4615.205 | THERMOSTAT CONTROL |  | 3573
4615.206 | SELF-RESETTING THERMAL CUT-OUT |  | 1046
4615.207 | KNOB |  | 325
4615.208 | HEATING ELEMENT |  | 2519
4615.209 | THERMAL COOLING |  | 1403
4615.210 | FAN |  | 439
4615.211 | HEATING ELEMENT |  | 2113
4615.212 | MOTOR |  | 4320
4615.213 | TERMINAL |  | 247
4615.214 | THERMOSTAT |  | 1241
4615.215 | FAN |  | 893
4615.216 | HEATING ELEMENT |  | 3715
4615.217 | BUSHING |  | 156
4615.218 | MOTOR |  | 5102
4615.219 | SWITCH |  | 2817
4615.220 | PLUG |  | 4774
4615.221 | THERMOSTAT |  | 12629
4615.222 | THERMAL CUT-OUT |  | 1134
4615.223 | THERMAL CUT-OUT |  | 1520
4615.224 | MOTOR |  | 9639
4615.225 | HEATING ELEMENT |  | 5306
4615.226 | FAN |  | 1278
4615.227 | FAN |  | 1204
4615.228 | MOTOR |  | 9442
4615.229 | PLUG 32A |  | 3135
4615.230 | HEATING ELEMENT |  | 4916
4615.231 | CAPACITOR |  | 1095
4615.232 | AC CONTACTOR |  | 9858
4615.233 | MOTOR+FAN BLADE |  | 28127
4615.234 | HEATING ELEMENT |  | 5438
4615.235 | HANDLE |  | 498
4615.265 | SWITCH 22KW |  | 3652
4615.270 | SWITCH GEAR BLOCK |  | 136
4615.271 | HEATING ELEMENT B3ECA |  | 5272
4615.272 | PROBE THERMOSTAT |  | 3835
4615.302 | RELAY |  | 9687
4615.310 | SAFETY THERMOSTAT |  | 842
4615.311 | THERMOSTAT |  | 1083
4615.312 | SWITCH |  | 1086
4615.313 | FAN |  | 525
4615.314 | MOTOR |  | 4204
4615.315 | HEATING ELEMENT B2PTC |  | 1829
4615.316 | KNOB |  | 270
4615.317 | HANDLE |  | 352
4615.318 | SELF-RESETTING THERMOSTAT |  | 1935
4615.319 | FAN BLADE |  | 536
4615.320 | MOTOR |  | 8548
4615.321 | HANDLE |  | 614
4615.330 | HEATING ELEMENT |  | 3670
4615.400 | AIR GUARD |  | 3490
4615.401 | BACK COVER |  | 1598
4615.402 | BACK PLATE |  | 3711
4615.403 | BLOWER FAN | replaced by 4615.404 | Not available
4615.404 | BLOWER MOTOR |  | 15725
4615.405 | BURNER HEAD |  | 4191
4615.407 | CHAMBER/INSULATOR |  | 35267
4615.408 | COMBUSTION CHAMBER |  | 6285
4615.411 | COOLING FAN BLADE |  | 2795
4615.412 | COOLING FAN MOTOR |  | 19893
4615.413 | DIFFUSER |  | 2094
4615.414 | DOUBLE ELECTRODE |  | Not available
4615.415 | ELECTRONIC PUMP |  | 32958
4615.416 | FRONT SHELL RING |  | 2795
4615.417 | FUEL CAP ASS'Y |  | 2236
4615.418 | FUEL FILTER ASS'Y |  | 1396
4615.419 | FUEL GAUGE ASS'Y |  | 2094
4615.420 | FUEL PIPE ASS'Y |  | 5585
4615.421 | FUEL TANK ASSY |  | 19785
4615.422 | HANDLE |  | 838
4615.423 | HEATING PLATE |  | Not available
4615.424 | IGNITOR |  | 8386
4615.426 | INSULATOR PAD |  | Not available
4615.427 | INSULATOR PLATE |  | 3630
4615.428 | INTAKE HOSE (FUEL) |  | 699
4615.429 | MOTOR SUPPORT |  | 2094
4615.430 | OIL FILTER ASS'Y |  | 4191
4615.432 | PC BOARD ASS'Y |  | 13450
4615.433 | PHOTOCELL ASS'Y |  | 2458
4615.434 | PHOTOCELL BRACKET |  | 558
4615.435 | PIPE COVER |  | 838
4615.436 | POWER CORD |  | 3769
4615.437 | POWER SWITCH |  | 405
4615.438 | REAR COVER |  | 4191
4615.439 | SAFETY GUARD |  | 4826
4615.440 | SHELL |  | 6217
4615.441 | DISPLAY BOARD |  | 4949
4615.442 | THERMOSTAT |  | 838
4615.443 | THERMYSTER |  | 1117
4615.444 | TURBO DISK |  | 1396
4615.445 | RETURN FUEL PIPE |  | 1056
4615.446 | DISPLAY COVER |  | 415
4615.448 | COMPLETE WIRE ANTI-TILTING SWITCH |  | 796
4615.449 | COMPLETE WIRE OVERHEAT THERMOSTAT |  | 702
4615.450 | COMPLETE WIRE SWITCH |  | 796
4615.451 | ANTI-TILTING SWITCH |  | 3898
4615.452 | INTAKE FUEL PIPE |  | 712
4615.453 | LABEL FOR COVER |  | 316
4615.700 | PLUG |  | 6560
4615.701 | ELECTRICAL MOTOR |  | 10346
4615.702 | ELECTRICAL MOTOR |  | 11494
4615.703 | ELECTRICAL MOTOR |  | 11494
4615.704 | ELECTRICAL MOTOR |  | 11494
4615.705 | RESISTANCE |  | 4695
4615.706 | RESISTANCE |  | 4809
4615.707 | RESISTANCE |  | 3354
4615.708 | THERMINAL BASE |  | 248
4615.709 | THERMAL PROTECTION |  | 498
4615.710 | FAN |  | 848
4615.711 | TERMINAL COMPONENT |  | 743
4615.712 | RIGHT PANEL |  | Not available
4615.713 | LEFT PANEL |  | Not available
4615.714 | UPPER PANEL |  | Not available
4615.715 | REAR PANEL |  | Not available
4615.716 | BASE |  | Not available
4615.717 | FRONTAL PANEL |  | Not available
4615.718 | RIGHT PANEL |  | 3512
4615.719 | LEFT PANEL |  | 3512
4615.720 | UPPER PANEL |  | 2232
4615.721 | GRILLE |  | 2400
4615.722 | REAR PANEL |  | 3477
4615.723 | TEMPERATURE PROTECTION BRACKET |  | Not available
4615.724 | FRONTAL PANEL |  | Not available
4615.725 | LOWER PANEL |  | Not available
4615.726 | RESISTANCE BRACKET |  | Not available
4615.727 | LOWER PANEL |  | 2154
4615.728 | LOWER PANEL |  | Not available
4615.729 | RESISTANCE BRACKET |  | Not available
4615.730 | GRILLE |  | Not available
4615.731 | UPPER PANEL |  | 3898
4615.732 | BASE |  | Not available
4615.733 | RIGHT PANEL |  | 3004
4615.734 | LEFT PANEL |  | 3004
4615.735 | BASE |  | Not available
4615.736 | RIGHT HANDLE |  | 4335
4615.737 | LEFT HANDLE |  | 4335
4615.738 | RELAY |  | 7908
4615.739 | RELAY |  | 6479
4615.740 | THERMINAL |  | 2103
4615.741 | SELECTOR |  | 962
4615.742 | STRAIN RELIEF |  | Not available
4615.743 | THERMOSTAT |  | 3806
4615.744 | SAFETY THERMOSTAT |  | 1970
4615.745 | COOLING THERMOSTAT |  | 1051
4615.746 | SAFETY THERMOSTAT |  | 887
4615.747 | SAFETY THERMOSTAT |  | 2181
4615.748 | THERMOSTAT |  | 1219
4615.749 | THERMINAL BINDER PLATE |  | 88
4615.750 | PROBE FIXED FRAME |  | 136
4615.751 | HANDLE CAP |  | 136
4615.752 | RUBBER FOOT |  | Not available
4615.753 | HANDLE SPACER |  | Not available
4615.754 | PLASTIC CAP |  | 66
4615.755 | SWITCH GASKET |  | 114
4615.756 | INSULATING MAT |  | 87
4615.757 | FAN SWITCH KNOB |  | 270
4615.758 | KNOB |  | 270
4615.759 | THERMOSTAT GASKET |  | 109
4615.760 | POWER CORD |  | Not available
4615.761 | POWER CORD |  | 5246
4615.762 | POWER CORD |  | Not available
4615.763 | POWER CORD |  | Not available
4615.764 | PLUG |  | 6312
4615.765 | LEFT RESISTANCE SUPPORT |  | Not available
4615.766 | RIGHT RESISTANCE SUPPORT |  | Not available
4615.767 | REAR PANEL |  | 4204
4615.768 | LOWER THERMAL SHIELD |  | Not available
4615.769 | THERMAL PROTECTION |  | Not available
4615.770 | BASE |  | Not available
4615.771 | BASE |  | 3092
4615.772 | REAR PANEL |  | 5321
4615.773 | THERMAL PROTECTION |  | 777
4615.774 | LOWER THERMAL SHIELD |  | Not available
4615.775 | MOTOR |  | 8947
4615.776 | GRILLE |  | 2933
4615.777 | GRILLE |  | 3706
4615.778 | LOWER PANEL |  | 1970
4615.779 | LOWER PANEL |  | 2400
4615.780 | RESISTANCE BRACKET |  | 394
4615.781 | RIGHT PANEL |  | 6979
4615.782 | LEFT PANEL |  | 6979
4615.783 | UPPER PANEL |  | 4090
4615.784 | FRONTAL PANEL |  | Not available
4615.785 | MOTOR |  | 18610
4615.786 | FRONTAL PANEL |  | Not available
4615.787 | RIGHT PANEL |  | 1962
4615.788 | LEFT PANEL |  | 1962
4615.789 | UPPER PANEL |  | 1549
4615.790 | RIGHT HANDLE |  | 5324
4615.791 | LEFT HANDLE |  | 5324
4615.792 | RIGHT HANDLE |  | 2021
4615.793 | LEFT HANDLE |  | 2021
4615.794 | RELAY |  | 9070
4615.795 | COOLING THERMOSTAT |  | 1046
4615.796 | SAFETY THERMOSTAT |  | 2103
4615.797 | COOLING THERMOSTAT |  | 1015
4615.798 | HANDLE CAP |  | 109
4615.799 | FRAME FIXED BLOCK |  | 87
4615.800 | THERMOSTAT SWITCH KNOB |  | 366
4615.801 | HEATING ELEMENT |  | 7461
4615.802 | FAN |  | 2021
4615.803 | REAR THERMAL SHIELD |  | Not available
4615.804 | RESISTANCE INSULATION |  | 1057
4615.805 | REAR THERMAL SHIELD |  | Not available
4616.100 | BUTTERFLY NUT |  | Not available
4616.101 | CONTROL PANEL |  | 1443
4616.102 | DIE-CASTING DUCT |  | Not available
4616.103 | DOUBLE-HEADED STUD |  | 180
4616.104 | ELECTRODE |  | 1970
4616.105 | FLAME SCREEN |  | Not available
4616.106 | HOLD HOOP |  | 243
4616.107 | IGNITOR |  | 2479
4616.108 | KNOB |  | 204
4616.109 | MAIN INJECTOR |  | 1901
4616.110 | MAIN NOZZLE POSITIONING UNITS |  | Not available
4616.111 | PIPE |  | 1137
4616.112 | PROTECT RING FOR TANK HOUSING |  | 248
4616.113 | PROTECT RING FOR HOUSING LID |  | 230
4616.114 | REFLECTOR |  | 9472
4616.115 | THERMOCOUPLE |  | 3718
4616.116 | TILT SWITCH |  | 5041
4616.117 | VAVLE |  | 6569
4616.118 | VAVLE NUT |  | Not available
4616.119 | WHEELS |  | 1499
4616.120 | SMALL MESH |  | 5387
4616.121 | FLAME SCREEN BASE |  | 5420
4616.122 | SMALL MESH BASE |  | 3250
4616.150 | TABLE FOR PATIO |  | 6678
4616.160 | SUPPORT |  | 6062
4616.161 | ELECTRODE |  | 3036
5107-0005 | AIR FILTER |  | 1447
5107-0011 | AIR FILTER |  | 1447
5107-0073 | FILTER ASE 400 |  | 1447
5241.301 | ELECTRIC MOTOR 1,1KW 230V~ 1430RPM IP44 B | replaced by 5247.301 | 70550
5247.007 | AXIAL FAN FI550/30O 6-BLADE (HUB 24X50) |  | 29233
5247.008 | AXIAL FAN FI650/35O 6-BLADE (HUB 28X60) |  | 33867
5247.013 | COMBUSTION CHAMBER 470 A1 |  | Not available
5247.301 | MOTOR BV 470 |  | 53550
5247.303 | THERMAL RELAY 7-10A |  | 8221
5247.306 | THERMAL RELAY | replaced by 5269.306 | 8221
5247.310 | COVER PLUG |  | 3891
5247.313 | CABLE GLAND |  | 508
5247.319 | POWER CORD |  | 3903
5269.008 | AXIAL FAN FI650/35O 6-BLADE (HUB 28X60) | replaced by 5247.008 | 30051
5269.011 | COMBUSTION CHAMBER 690 A1 |  | Not available
5269.301 | ELECTRIC MOTOR 2,2KW 230V~ 1430RPM IP55 (H=100MM) |  | 65066
5269.305 | POWER CORD |  | 9654
5269.306 | THERMAL RELAY 4-6A |  | 8221
5269.307 | ELECTRIC MOTOR 2,2KW 380V 50HZ 5,16A 1410RPM IP54 F |  | 90246
5269.401 | METAL RUBBER WHEEL BLACK Ø380 |  | 13745